## Info
Explanation of column headings common across all data tables
Column headings | Column description
Onshore wind all: Land area (km2) | Total amount of land in km2 identified as being the most suitable for onshore wind (some overlap with solar PV land)
Onshore wind all: Capacity (MW) | Estimated total capacity of all identified onshore wind land in MW
Onshore wind all: Generation (GWh) | Estimated annual generation of capacity (Assumptions: Load factor = 26.41%; Losses = 5.1%, 5 year average 2018-2022 from UK DUKES table 6.1) https://www.gov.uk/government/statistics/renewable-sources-of-energy-chapter-6-digest-of-united-kingdom-energy-statistics-dukes
Solar PV all: Land area (km2) | Total amount of land in km2 identified as being the most suitable for ground mounted solar PV (some overlap with onshore wind land)
Solar PV all: Capacity (MW) | Estimated total capacity of all identified onshore wind land in MW
Solar PV all: Generation (GWh) | Estimated annual generation of capacity (Assumptions: Load factor = 26.41%; Losses = 5.1%, 5 year average 2018-2022 from UK DUKES table 6.1) https://www.gov.uk/government/statistics/renewable-sources-of-energy-chapter-6-digest-of-united-kingdom-energy-statistics-dukes
Total area (%) | Total proportion of land that is suitable for onshore wind and ground mounted solar (with some land suitable for both)
Total generation potential (GWh) | Total estimated annual energy generation onshore wind and ground mounted solar
Total energy consumption (GWh) | Total energy consumption across all sectors from DUKES statistics. https://www.gov.uk/government/statistics/total-final-energy-consumption-at-regional-and-local-authority-level-2005-to-2021
Number of homes powered | Assuming average annual electricity consumption of 2,700 kWh (Ofgem: https://www.ofgem.gov.uk/information-consumers/energy-advice-households/average-gas-and-electricity-use-explained)
Number of homes powered and electrically heated (assuming heatpumps) | Estimated with an assumed average annual electricity consumption of 6,500 kWh to provide electricity needs and power a heat pump (CoP = 3.0).
Current generation: solar PV (GWh) | Government statistics for all solar PV energy generation including ground mounted and rooftop solar PV (2022) https://www.gov.uk/government/statistics/regional-renewable-statistics
Current generation: onshore wind (GWh) | Government statistics for onshore wind energy generation (2022) https://www.gov.uk/government/statistics/regional-renewable-statistics
Current generation: solar PV + onshore wind (GWh) | Combined 2022 generation statistics for onshore wind and solar PV

## region-within-substations
Onshore renewable energy potential, by Region: Areas within 5km of electricity substations
Compares with data on existing total energy consumption, existing onshore wind and solar PV generation, and an estimation of homes that could be powered by new renewable installations
region_code | Region | Onshore wind all: Land area (km2) | Onshore wind all: Capacity (MW) | Onshore wind all: Generation (GWh) | Solar PV all: Land area (km2) | Solar PV all: Capacity (MW) | Solar PV all: Generation (GWh) | Total area (%) | Total generation potential (GWh) | Total energy consumption (GWh) | Number of homes powered | Number of homes powered and electrically heated (assuming heatpumps) | Current generation: solar PV (GWh) | Current generation: onshore wind (GWh) | Current generation: solar PV + onshore wind (GWh)
E12000001 | North East | 41 | 811.9 | 1782.5 | 101.3 | 5064.1 | 4477.7 | 1.269% | 6260.2 | 54661.6 | 2318600 | 963100 | 226.9 | 1119.4 | 1346.4
E12000002 | North West | 135.1 | 2675 | 5873 | 235 | 11748 | 10387.5 | 1.86% | 16260.5 | 161708.1 | 6022400 | 2501600 | 742.8 | 1226.4 | 1969.2
E12000003 | Yorkshire and The Humber | 303.4 | 6007.3 | 13189.2 | 327.2 | 16357.9 | 14463.6 | 3.181% | 27652.8 | 137471.6 | 10241800 | 4254300 | 587.3 | 1581.2 | 2168.5
E12000004 | East Midlands | 378.9 | 7501.8 | 16470.4 | 543.9 | 27194.6 | 24045.4 | 4.275% | 40515.8 | 113073.3 | 15005900 | 6233200 | 1496 | 974.7 | 2470.7
E12000005 | West Midlands | 105.4 | 2087.5 | 4583.2 | 167.5 | 8373 | 7403.4 | 1.594% | 11986.6 | 120048.5 | 4439500 | 1844100 | 876.2 | 31.8 | 908
E12000006 | East of England | 230.9 | 4571.3 | 10036.4 | 192.5 | 9625.2 | 8510.6 | 1.758% | 18547 | 127513.6 | 6869300 | 2853400 | 2159.1 | 988.6 | 3147.7
E12000007 | London | 0 | 0 | 0 | 0.6 | 29.1 | 25.7 | 0.03813% | 25.7 | 125896.7 | 9500 | 4000 | 191.5 | 10.9 | 202.4
E12000008 | South East | 84.8 | 1679.1 | 3686.5 | 171 | 8547.9 | 7558 | 0.9986% | 11244.5 | 187361.4 | 4164600 | 1729900 | 2195.8 | 248 | 2443.7
E12000009 | South West | 146.7 | 2904.9 | 6377.8 | 278.4 | 13922 | 12309.8 | 1.337% | 18687.6 | 113140.6 | 6921300 | 2875000 | 3142.7 | 683 | 3825.8
E92000001 | England | 1426.2 | 28238.8 | 61999 | 2017.4 | 100861.8 | 89181.7 | 1.982% | 151180.7 | 1140875.2 | 55992900 | 23258600 | 11618.4 | 6864.1 | 18482.5

## region-all
Onshore renewable energy potential, by Region: All identfied areas
Compares with data on existing total energy consumption, existing onshore wind and solar PV generation, and an estimation of homes that could be powered by new renewable installations
region_code | Region | Onshore wind all: Land area (km2) | Onshore wind all: Capacity (MW) | Onshore wind all: Generation (GWh) | Solar PV all: Land area (km2) | Solar PV all: Capacity (MW) | Solar PV all: Generation (GWh) | Total area (%) | Total generation potential (GWh) | Total energy consumption (GWh) | Number of homes powered | Number of homes powered and electrically heated (assuming heatpumps) | Current generation: solar PV (GWh) | Current generation: onshore wind (GWh) | Current generation: solar PV + onshore wind (GWh)
E12000001 | North East | 167.6 | 3317.5 | 7283.7 | 276.8 | 13840 | 12237.3 | 3.601% | 19521 | 54661.6 | 7230000 | 3003200 | 226.9 | 1119.4 | 1346.4
E12000002 | North West | 179.1 | 3545.6 | 7784.5 | 301.9 | 15094.9 | 13346.9 | 2.415% | 21131.4 | 161708.1 | 7826400 | 3251000 | 742.8 | 1226.4 | 1969.2
E12000003 | Yorkshire and The Humber | 473.6 | 9376.7 | 20586.8 | 494.7 | 24733.6 | 21869.4 | 4.809% | 42456.2 | 137471.6 | 15724500 | 6531700 | 587.3 | 1581.2 | 2168.5
E12000004 | East Midlands | 510.3 | 10104.5 | 22184.7 | 712.6 | 35629.8 | 31503.7 | 5.673% | 53688.4 | 113073.3 | 19884600 | 8259800 | 1496 | 974.7 | 2470.7
E12000005 | West Midlands | 153.6 | 3041.8 | 6678.4 | 240.5 | 12026.1 | 10633.4 | 2.282% | 17311.8 | 120048.5 | 6411800 | 2663400 | 876.2 | 31.8 | 908
E12000006 | East of England | 427.9 | 8473.1 | 18602.9 | 372.4 | 18619.2 | 16463 | 3.279% | 35065.9 | 127513.6 | 12987400 | 5394800 | 2159.1 | 988.6 | 3147.7
E12000007 | London | 0 | 0 | 0 | 0.6 | 29.1 | 25.7 | 0.03813% | 25.7 | 125896.7 | 9500 | 4000 | 191.5 | 10.9 | 202.4
E12000008 | South East | 112.4 | 2226.4 | 4888.1 | 214 | 10699.4 | 9460.4 | 1.263% | 14348.5 | 187361.4 | 5314300 | 2207500 | 2195.8 | 248 | 2443.7
E12000009 | South West | 173.3 | 3430.9 | 7532.6 | 336.6 | 16829.8 | 14880.8 | 1.61% | 22413.4 | 113140.6 | 8301300 | 3448200 | 3142.7 | 683 | 3825.8
E92000001 | England | 2197.8 | 43516.5 | 95541.7 | 2950.1 | 147501.9 | 130420.6 | 2.936% | 225962.3 | 1140875.2 | 83689700 | 34763400 | 11618.4 | 6864.1 | 18482.5

## LAD-within-substations
Onshore renewable energy potential, by local authority: Areas within 5km of electricity substations
Compares with data on existing total energy consumption, existing onshore wind and solar PV generation, and an estimation of homes that could be powered by new renewable installations
la_code | Local authority | Onshore wind all: Land area (km2) | Onshore wind all: Capacity (MW) | Onshore wind all: Generation (GWh) | Solar PV all: Land area (km2) | Solar PV all: Capacity (MW) | Solar PV all: Generation (GWh) | Total area (%) | Total generation potential (GWh) | Total energy consumption (GWh) | Number of homes powered | Number of homes powered and electrically heated (assuming heatpumps) | Current generation: solar PV (GWh) | Current generation: onshore wind (GWh) | Current generation: solar PV + onshore wind (GWh)
E06000001 | Hartlepool | <1km2 | 0.1 | 0.2 | <1km2 | 3.3 | 2.9 | 0.1067% | 3.1 | 2335.1 | 1100 | 500 | 15.9 | 39 | 54.9
E06000002 | Middlesbrough | 0 | 0 | 0 | <1km2 | 3.6 | 3.2 | 0.1856% | 3.2 | 2520.6 | 1200 | 500 | 6.9 | 0.2 | 7.1
E06000003 | Redcar and Cleveland | 2 | 33.2 | 72.9 | 5 | 268.2 | 237.1 | 2.407% | 310 | 3530.1 | 114800 | 47700 | 13.3 | 5.5 | 18.7
E06000004 | Stockton-on-Tees | 2 | 45.6 | 100.1 | 9 | 466.2 | 412.2 | 4.782% | 512.3 | 4796 | 189700 | 78800 | 21.4 | 51.4 | 72.8
E06000005 | Darlington | 7 | 137.7 | 302.3 | 17 | 856.1 | 757 | 8.963% | 1059.3 | 2351.1 | 392300 | 163000 | 16.6 | 36.8 | 53.4
E06000006 | Halton | 0 | 0 | 0 | 0 | 0 | 0 | 0% | 0 | 3092.3 | 0 | 0 | 7.1 | 0 | 7.2
E06000007 | Warrington | 0 | 0 | 0 | 0 | 0 | 0 | 0% | 0 | 5744.3 | 0 | 0 | 18 | 1.1 | 19.1
E06000008 | Blackburn with Darwen | <1km2 | 1.7 | 3.7 | <1km2 | 29.9 | 26.4 | 0.4379% | 30.1 | 2538.2 | 11100 | 4600 | 8.5 | 0.4 | 8.9
E06000009 | Blackpool | 0 | 0 | 0 | 0 | 0 | 0 | 0% | 0 | 2242.2 | 0 | 0 | 4.2 | 0 | 4.2
E06000010 | Kingston upon Hull, City of | 0 | 0 | 0 | <1km2 | 10.2 | 9 | 0.2794% | 9 | 5027.1 | 3300 | 1400 | 26 | 0.1 | 26.1
E06000011 | East Riding of Yorkshire | 115 | 2278.3 | 5002.1 | 98 | 4910.2 | 4341.6 | 7.223% | 9343.7 | 9802.5 | 3460600 | 1437500 | 63.6 | 737.5 | 801.1
E06000012 | North East Lincolnshire | 3 | 61.3 | 134.6 | 6 | 323.2 | 285.8 | 3.738% | 420.4 | 4394 | 155700 | 64700 | 30.2 | 2.9 | 33.1
E06000013 | North Lincolnshire | 36 | 706 | 1550 | 22 | 1083.2 | 957.8 | 5.694% | 2507.8 | 22139 | 928800 | 385800 | 71.4 | 301.7 | 373.1
E06000014 | York | <1km2 | 1.9 | 4.2 | <1km2 | 12.4 | 11 | 0.1103% | 15.2 | 3605.2 | 5600 | 2300 | 12.7 | 0.1 | 12.8
E06000015 | Derby | <1km2 | 0.5 | 1.1 | <1km2 | 6.4 | 5.7 | 0.1282% | 6.8 | 4758.5 | 2500 | 1000 | 15 | 10.1 | 25.1
E06000016 | Leicester | 0 | 0 | 0 | <1km2 | 2.4 | 2.1 | 0% | 2.1 | 5909.4 | 800 | 300 | 19 | 0 | 19.1
E06000017 | Rutland | 13 | 265.8 | 583.6 | 20 | 991.5 | 876.7 | 5.587% | 1460.3 | 3030 | 540900 | 224700 | 21.9 | 0.2 | 22.1
E06000018 | Nottingham | 0 | 0 | 0 | 0 | 0 | 0 | 0% | 0 | 5130.8 | 0 | 0 | 23 | 0 | 23
E06000019 | Herefordshire, County of | 15 | 299.2 | 656.9 | 12 | 615.5 | 544.2 | 1.083% | 1201.1 | 4686.4 | 444900 | 184800 | 53.4 | 0.5 | 54
E06000020 | Telford and Wrekin | 5 | 94.5 | 207.5 | 2 | 102.5 | 90.6 | 2.067% | 298.1 | 3727.1 | 110400 | 45900 | 39.1 | 0.1 | 39.2
E06000021 | Stoke-on-Trent | <1km2 | 1.2 | 2.6 | <1km2 | 10.3 | 9.1 | 0.321% | 11.7 | 4569.1 | 4300 | 1800 | 25.4 | 0 | 25.4
E06000022 | Bath and North East Somerset | <1km2 | 11 | 24.2 | <1km2 | 42.5 | 37.6 | 0.3133% | 61.8 | 3005.2 | 22900 | 9500 | 19.6 | 0.2 | 19.9
E06000023 | Bristol, City of | 0 | 0 | 0 | <1km2 | 2.2 | 1.9 | 0% | 1.9 | 6620.6 | 700 | 300 | 32 | 82.3 | 114.3
E06000024 | North Somerset | 0 | 0 | 0 | <1km2 | 20.7 | 18.3 | 0.1068% | 18.3 | 4674 | 6800 | 2800 | 75 | 0.1 | 75.1
E06000025 | South Gloucestershire | 2 | 36.8 | 80.8 | 5 | 237.7 | 210.2 | 1.006% | 291 | 6965.4 | 107800 | 44800 | 94.4 | 11.6 | 105.9
E06000026 | Plymouth | 0 | 0 | 0 | 0 | 0 | 0 | 0% | 0 | 3992.8 | 0 | 0 | 28.2 | 0 | 28.2
E06000027 | Torbay | 0 | 0 | 0 | 0 | 0 | 0 | 0% | 0 | 1933.6 | 0 | 0 | 8.2 | 0 | 8.2
E06000030 | Swindon | 4 | 79 | 173.4 | 6 | 298 | 263.5 | 2.912% | 436.9 | 4173.5 | 161800 | 67200 | 184.4 | 0 | 184.4
E06000031 | Peterborough | 3 | 52.9 | 116.1 | 3 | 165.6 | 146.4 | 1.514% | 262.5 | 4033.4 | 97200 | 40400 | 29.8 | 78 | 107.9
E06000032 | Luton | 0 | 0 | 0 | 0 | 0 | 0 | 0% | 0 | 2809.3 | 0 | 0 | 6.1 | 0 | 6.1
E06000033 | Southend-on-Sea | 0 | 0 | 0 | 0 | 0 | 0 | 0% | 0 | 2419.1 | 0 | 0 | 6 | 0 | 6
E06000034 | Thurrock | 0 | 0 | 0 | <1km2 | 21.1 | 18.7 | 0.2441% | 18.7 | 4186.5 | 6900 | 2900 | 28.6 | 20.2 | 48.7
E06000035 | Medway | <1km2 | 4 | 8.8 | 1 | 71.9 | 63.6 | 0.826% | 72.4 | 3750.5 | 26800 | 11100 | 27 | 0.1 | 27.1
E06000036 | Bracknell Forest | 0 | 0 | 0 | 0 | 0 | 0 | 0% | 0 | 1929 | 0 | 0 | 6.4 | 0 | 6.4
E06000037 | West Berkshire | <1km2 | 2 | 4.4 | <1km2 | 24.5 | 21.7 | 0.08521% | 26.1 | 4633.1 | 9700 | 4000 | 35.7 | 1 | 36.8
E06000038 | Reading | 0 | 0 | 0 | 0 | 0 | 0 | 0% | 0 | 2302.2 | 0 | 0 | 6.8 | 0 | 6.8
E06000039 | Slough | 0 | 0 | 0 | 0 | 0 | 0 | 0% | 0 | 3193.1 | 0 | 0 | 4 | 0 | 4
E06000040 | Windsor and Maidenhead | 0 | 0 | 0 | 0 | 0 | 0 | 0% | 0 | 3146.3 | 0 | 0 | 8.7 | 0 | 8.7
E06000041 | Wokingham | 0 | 0 | 0 | <1km2 | 16.2 | 14.3 | 0.1676% | 14.3 | 2976.7 | 5300 | 2200 | 30.9 | 0 | 30.9
E06000042 | Milton Keynes | 8 | 165.6 | 363.6 | 16 | 776.9 | 686.9 | 5.443% | 1050.5 | 5428 | 389100 | 161600 | 55.7 | 34.3 | 90
E06000043 | Brighton and Hove | 0 | 0 | 0 | 0 | 0 | 0 | 0% | 0 | 3563.9 | 0 | 0 | 13 | 0 | 13
E06000044 | Portsmouth | 0 | 0 | 0 | 0 | 0 | 0 | 0% | 0 | 3242.5 | 0 | 0 | 11.6 | 0 | 11.6
E06000045 | Southampton | 0 | 0 | 0 | 0 | 0 | 0 | 0% | 0 | 3151.5 | 0 | 0 | 11.5 | 0 | 11.5
E06000046 | Isle of Wight | <1km2 | 12.7 | 27.9 | 2 | 103 | 91.1 | 0.5795% | 119 | 2375.2 | 44100 | 18300 | 88.6 | 0 | 88.6
E06000047 | County Durham | 18 | 356.3 | 782.3 | 46 | 2292.4 | 2026.9 | 2.232% | 2809.2 | 10669.6 | 1040400 | 432200 | 53 | 278.7 | 331.7
E06000049 | Cheshire East | 13 | 261.7 | 574.6 | 29 | 1438.3 | 1271.7 | 2.658% | 1846.3 | 10564.3 | 683800 | 284000 | 49.6 | 0.7 | 50.4
E06000050 | Cheshire West and Chester | 8 | 164.6 | 361.4 | 16 | 775.2 | 685.4 | 1.88% | 1046.8 | 17674.2 | 387700 | 161000 | 39.9 | 92.2 | 132.1
E06000051 | Shropshire | 30 | 603.3 | 1324.6 | 51 | 2556.2 | 2260.2 | 1.945% | 3584.8 | 7160.2 | 1327700 | 551500 | 204.1 | 5.4 | 209.5
E06000052 | Cornwall | 30 | 600.9 | 1319.3 | 44 | 2189.8 | 1936.2 | 1.524% | 3255.5 | 11547.5 | 1205700 | 500800 | 577.9 | 311.6 | 889.5
E06000053 | Isles of Scilly | 0 | 0 | 0 | 0 | 0 | 0 | 0% | 0 | 26 | 0 | 0 | 0.2 | 0 | 0.2
E06000054 | Wiltshire | 28 | 547.2 | 1201.4 | 61 | 3029.7 | 2678.8 | 2.098% | 3880.2 | 11470.8 | 1437100 | 597000 | 526.6 | 0.2 | 526.8
E06000055 | Bedford | 14 | 271.4 | 595.9 | 10 | 473.4 | 418.6 | 3.883% | 1014.5 | 3674.1 | 375700 | 156100 | 123.8 | 21.7 | 145.5
E06000056 | Central Bedfordshire | 5 | 98.3 | 215.8 | 6 | 311.5 | 275.4 | 1.202% | 491.2 | 6342 | 181900 | 75600 | 89.5 | 48.2 | 137.7
E06000057 | Northumberland | 11 | 224.4 | 492.7 | 21 | 1034.2 | 914.4 | 0.4551% | 1407.1 | 8035.8 | 521100 | 216500 | 31.8 | 675.9 | 707.7
E06000058 | Bournemouth, Christchurch and Poole | 0 | 0 | 0 | 0 | 0 | 0 | 0% | 0 | 5788.9 | 0 | 0 | 120 | 0 | 120
E06000059 | Dorset | 18 | 366.4 | 804.4 | 33 | 1628.1 | 1439.6 | 1.469% | 2244 | 7532.1 | 831100 | 345200 | 287.4 | 1.8 | 289.2
E06000060 | Buckinghamshire | 28 | 565 | 1240.5 | 60 | 2986.7 | 2640.8 | 3.962% | 3881.3 | 11758 | 1437500 | 597100 | 136.2 | 3.1 | 139.4
E06000061 | North Northamptonshire | 24 | 482.3 | 1058.9 | 50 | 2512.4 | 2221.5 | 5.656% | 3280.4 | 8229.2 | 1215000 | 504700 | 130.9 | 174.4 | 305.3
E06000062 | West Northamptonshire | 30 | 592.4 | 1300.6 | 64 | 3204.5 | 2833.4 | 5.028% | 4134 | 10357.2 | 1531100 | 636000 | 138.3 | 183.6 | 321.9
E06000063 | Cumberland | 50 | 984.1 | 2160.6 | 76 | 3786.9 | 3348.4 | 2.788% | 5509 | 8399.5 | 2040400 | 847500 | 63 | 355.6 | 418.6
E06000064 | Westmorland and Furness | 30 | 589 | 1293.2 | 50 | 2522.7 | 2230.6 | 1.496% | 3523.8 | 8554.8 | 1305100 | 542100 | 44.1 | 91.4 | 135.5
E06000065 | North Yorkshire | 139 | 2751.1 | 6040.1 | 178 | 8911.9 | 7879.9 | 2.928% | 13920 | 19322 | 5155600 | 2141500 | 157.2 | 91.3 | 248.5
E06000066 | Somerset | 21 | 420.1 | 922.3 | 50 | 2487.3 | 2199.3 | 1.582% | 3121.6 | 13520.3 | 1156100 | 480200 | 444.6 | 9 | 453.6
E07000008 | Cambridge | 0 | 0 | 0 | 0 | 0 | 0 | 0% | 0 | 2295.3 | 0 | 0 | 10.1 | 0 | 10.1
E07000009 | East Cambridgeshire | 14 | 285.2 | 626.2 | 5 | 264 | 233.4 | 2.626% | 859.6 | 2044.4 | 318400 | 132200 | 145 | 0.2 | 145.3
E07000010 | Fenland | 5 | 101.9 | 223.7 | <1km2 | 11.7 | 10.3 | 0.9516% | 234 | 2655.2 | 86700 | 36000 | 33.7 | 214.4 | 248.2
E07000011 | Huntingdonshire | 33 | 653.1 | 1433.9 | 17 | 847.7 | 749.5 | 4.45% | 2183.4 | 5040.5 | 808700 | 335900 | 91.9 | 165.1 | 257
E07000012 | South Cambridgeshire | 27 | 540.5 | 1186.7 | 10 | 526.2 | 465.3 | 3.494% | 1652 | 4574.9 | 611900 | 254200 | 285.4 | 74.4 | 359.8
E07000032 | Amber Valley | 1 | 21.1 | 46.3 | 2 | 101.3 | 89.6 | 0.8288% | 135.9 | 2949.9 | 50300 | 20900 | 8.9 | 1.9 | 10.7
E07000033 | Bolsover | 2 | 40.9 | 89.8 | <1km2 | 43 | 38 | 1.746% | 127.8 | 3212.1 | 47300 | 19700 | 21.1 | 2.8 | 23.9
E07000034 | Chesterfield | <1km2 | 1.3 | 2.9 | <1km2 | 5.5 | 4.9 | 0.3029% | 7.8 | 1965.5 | 2900 | 1200 | 32 | 0 | 32
E07000035 | Derbyshire Dales | 3 | 64.4 | 141.4 | 8 | 374.7 | 331.3 | 1.006% | 472.7 | 2289.8 | 175100 | 72700 | 48.1 | 36.7 | 84.8
E07000036 | Erewash | 0 | 0 | 0 | 0 | 0 | 0 | 0% | 0 | 2290.7 | 0 | 0 | 7.5 | 0 | 7.5
E07000037 | High Peak | 2 | 29 | 63.7 | 4 | 175.8 | 155.4 | 0.7589% | 219.1 | 5712.1 | 81100 | 33700 | 4.6 | 0 | 4.6
E07000038 | North East Derbyshire | <1km2 | 14 | 30.7 | 3 | 151.3 | 133.8 | 1.161% | 164.5 | 2240.2 | 60900 | 25300 | 34.8 | 1.5 | 36.3
E07000039 | South Derbyshire | 2 | 30.6 | 67.2 | 6 | 312.7 | 276.5 | 2.011% | 343.7 | 2842.9 | 127300 | 52900 | 30.2 | 0.3 | 30.6
E07000040 | East Devon | <1km2 | 14.2 | 31.2 | 3 | 168.2 | 148.7 | 0.4544% | 179.9 | 2748.8 | 66600 | 27700 | 98.4 | 0.5 | 98.9
E07000041 | Exeter | 0 | 0 | 0 | 0 | 0 | 0 | 0% | 0 | 1817.9 | 0 | 0 | 13 | 0 | 13
E07000042 | Mid Devon | 5 | 92.5 | 203.1 | 6 | 311.9 | 275.8 | 0.9749% | 478.9 | 2225.8 | 177400 | 73700 | 56.2 | 2.5 | 58.7
E07000043 | North Devon | 8 | 155.6 | 341.6 | 14 | 681.6 | 602.7 | 1.427% | 944.3 | 2278.5 | 349700 | 145300 | 70.4 | 158.9 | 229.3
E07000044 | South Hams | 3 | 60.2 | 132.2 | 6 | 307.6 | 272 | 0.8009% | 404.2 | 2171.2 | 149700 | 62200 | 132.1 | 1.8 | 133.9
E07000045 | Teignbridge | <1km2 | 3.7 | 8.1 | <1km2 | 16.7 | 14.8 | 0.07421% | 22.9 | 3097.6 | 8500 | 3500 | 36.1 | 0.2 | 36.2
E07000046 | Torridge | 8 | 155.7 | 341.8 | 10 | 504.9 | 446.4 | 1.289% | 788.2 | 1405.1 | 291900 | 121300 | 100.5 | 57.4 | 157.9
E07000047 | West Devon | 4 | 80.6 | 177 | 5 | 241.2 | 213.3 | 0.4995% | 390.3 | 1601 | 144600 | 60000 | 17.4 | 36.8 | 54.2
E07000061 | Eastbourne | 0 | 0 | 0 | 0 | 0 | 0 | 0% | 0 | 1303.6 | 0 | 0 | 5.5 | 0 | 5.5
E07000062 | Hastings | 0 | 0 | 0 | 0 | 0 | 0 | 0% | 0 | 1092.3 | 0 | 0 | 4.7 | 0 | 4.7
E07000063 | Lewes | <1km2 | 5 | 11 | 1 | 59 | 52.2 | 0.445% | 63.2 | 1647 | 23400 | 9700 | 15 | 0 | 15
E07000064 | Rother | 0 | 0 | 0 | <1km2 | 5.1 | 4.5 | 0.01954% | 4.5 | 2153.6 | 1700 | 700 | 11.5 | 0 | 11.5
E07000065 | Wealden | 0 | 0 | 0 | <1km2 | 32.4 | 28.6 | 0.07186% | 28.6 | 3007.7 | 10600 | 4400 | 83.5 | 0 | 83.5
E07000066 | Basildon | 0 | 0 | 0 | 0 | 0 | 0 | 0% | 0 | 3172.7 | 0 | 0 | 13.6 | 0 | 13.6
E07000067 | Braintree | 6 | 127 | 278.8 | 1 | 65.7 | 58.1 | 1.193% | 336.9 | 2976.2 | 124800 | 51800 | 37.3 | 0.1 | 37.4
E07000068 | Brentwood | 0 | 0 | 0 | <1km2 | 9.3 | 8.2 | 0.1306% | 8.2 | 1906.3 | 3000 | 1300 | 3.6 | 0 | 3.6
E07000069 | Castle Point | 0 | 0 | 0 | 0 | 0 | 0 | 0% | 0 | 1265 | 0 | 0 | 3.6 | 0 | 3.6
E07000070 | Chelmsford | 3 | 58.2 | 127.8 | 4 | 202.6 | 179.1 | 1.695% | 306.9 | 3510.3 | 113700 | 47200 | 12.7 | 0.1 | 12.8
E07000071 | Colchester | 1 | 28.5 | 62.6 | 4 | 215.3 | 190.4 | 1.655% | 253 | 3227.5 | 93700 | 38900 | 94.5 | 0.1 | 94.6
E07000072 | Epping Forest | 0 | 0 | 0 | <1km2 | 4.3 | 3.8 | 0.0295% | 3.8 | 3778 | 1400 | 600 | 7.8 | 0 | 7.8
E07000073 | Harlow | 0 | 0 | 0 | 0 | 0 | 0 | 0% | 0 | 1654.8 | 0 | 0 | 3.8 | 0 | 3.8
E07000074 | Maldon | 4 | 69 | 151.5 | 11 | 531.1 | 469.6 | 3.214% | 621.1 | 1149.1 | 230000 | 95600 | 11.4 | 150.2 | 161.6
E07000075 | Rochford | 0 | 0 | 0 | <1km2 | 4.3 | 3.8 | 0.05985% | 3.8 | 1224.8 | 1400 | 600 | 26.9 | 0 | 26.9
E07000076 | Tendring | 6 | 108.7 | 238.7 | 8 | 379.4 | 335.5 | 3.419% | 574.2 | 2575.4 | 212700 | 88300 | 79.1 | 25.6 | 104.7
E07000077 | Uttlesford | 10 | 193.4 | 424.6 | 1 | 49 | 43.3 | 1.591% | 467.9 | 2670.9 | 173300 | 72000 | 49.3 | 0 | 49.3
E07000078 | Cheltenham | <1km2 | 2.3 | 5 | <1km2 | 5.7 | 5 | 0.2146% | 10 | 1753.4 | 3700 | 1500 | 6.7 | 0 | 6.7
E07000079 | Cotswold | 4 | 86.4 | 189.7 | 8 | 405.6 | 358.6 | 0.7643% | 548.3 | 2474.6 | 203100 | 84400 | 44.5 | 0.5 | 44.9
E07000080 | Forest of Dean | 2 | 44 | 96.6 | 6 | 318 | 281.2 | 1.35% | 377.8 | 2145.3 | 139900 | 58100 | 60.7 | 2.4 | 63.1
E07000081 | Gloucester | 0 | 0 | 0 | 0 | 0 | 0 | 0% | 0 | 2080.5 | 0 | 0 | 7.3 | 0 | 7.3
E07000082 | Stroud | 3 | 51.8 | 113.7 | 11 | 532.6 | 470.9 | 2.432% | 584.6 | 3138.5 | 216500 | 89900 | 54.6 | 5.3 | 60
E07000083 | Tewkesbury | 5 | 96.5 | 211.9 | 10 | 491.9 | 434.9 | 2.558% | 646.8 | 2951.6 | 239600 | 99500 | 46.3 | 0 | 46.3
E07000084 | Basingstoke and Deane | 2 | 45.3 | 99.5 | 4 | 225.3 | 199.2 | 0.7731% | 298.7 | 3993 | 110600 | 46000 | 35.6 | 0 | 35.6
E07000085 | East Hampshire | <1km2 | 1.2 | 2.6 | <1km2 | 36 | 31.8 | 0.1555% | 34.4 | 2647 | 12700 | 5300 | 49.9 | 0 | 49.9
E07000086 | Eastleigh | 0 | 0 | 0 | <1km2 | 2.5 | 2.2 | 0% | 2.2 | 2317.8 | 800 | 300 | 22.7 | 0 | 22.7
E07000087 | Fareham | 0 | 0 | 0 | <1km2 | 0.7 | 0.6 | 0% | 0.6 | 1931.9 | 200 | 100 | 30 | 0 | 30
E07000088 | Gosport | 0 | 0 | 0 | 0 | 0 | 0 | 0% | 0 | 924.7 | 0 | 0 | 4.5 | 0 | 4.5
E07000089 | Hart | <1km2 | 2.2 | 4.8 | <1km2 | 30.1 | 26.6 | 0.2787% | 31.4 | 2022 | 11600 | 4800 | 16.7 | 0 | 16.7
E07000090 | Havant | 0 | 0 | 0 | 0 | 0 | 0 | 0% | 0 | 1720.8 | 0 | 0 | 9.8 | 0 | 9.8
E07000091 | New Forest | 0 | 0 | 0 | <1km2 | 15 | 13.3 | 0.03988% | 13.3 | 14916.1 | 4900 | 2000 | 39.9 | 0 | 39.9
E07000092 | Rushmoor | 0 | 0 | 0 | 0 | 0 | 0 | 0% | 0 | 1572.4 | 0 | 0 | 4.1 | 0 | 4.1
E07000093 | Test Valley | 5 | 102.5 | 225 | 14 | 703.4 | 621.9 | 2.422% | 846.9 | 3245.8 | 313700 | 130300 | 179.1 | 0 | 179.2
E07000094 | Winchester | 1 | 24.6 | 54 | 4 | 207.2 | 183.2 | 0.6506% | 237.2 | 3157.6 | 87900 | 36500 | 94.4 | 0 | 94.4
E07000095 | Broxbourne | 0 | 0 | 0 | 0 | 0 | 0 | 0% | 0 | 1490.4 | 0 | 0 | 3.8 | 0 | 3.8
E07000096 | Dacorum | <1km2 | 4.6 | 10.1 | 1 | 47.9 | 42.4 | 0.4706% | 52.5 | 2821.4 | 19400 | 8100 | 20.3 | 0.1 | 20.3
E07000098 | Hertsmere | 0 | 0 | 0 | 0 | 0 | 0 | 0% | 0 | 2693.3 | 0 | 0 | 13.7 | 0 | 13.7
E07000099 | North Hertfordshire | 6 | 127.7 | 280.4 | 5 | 229.7 | 203.1 | 2.025% | 483.5 | 2586.8 | 179100 | 74400 | 30.8 | 0 | 30.8
E07000102 | Three Rivers | 0 | 0 | 0 | 0 | 0 | 0 | 0% | 0 | 2274.1 | 0 | 0 | 3.1 | 0 | 3.1
E07000103 | Watford | 0 | 0 | 0 | 0 | 0 | 0 | 0% | 0 | 1419 | 0 | 0 | 2.4 | 0 | 2.4
E07000105 | Ashford | 1 | 20.9 | 45.9 | 2 | 94 | 83.1 | 0.4134% | 129 | 2686.3 | 47800 | 19800 | 39.3 | 0.1 | 39.4
E07000106 | Canterbury | 1 | 21.2 | 46.5 | <1km2 | 26 | 23 | 0.4858% | 69.5 | 2567.3 | 25700 | 10700 | 118.5 | 0 | 118.5
E07000107 | Dartford | 0 | 0 | 0 | 0 | 0 | 0 | 0% | 0 | 2531.5 | 0 | 0 | 6.4 | 0 | 6.4
E07000108 | Dover | 1 | 26.2 | 57.5 | <1km2 | 30 | 26.5 | 0.4757% | 84 | 1994.2 | 31100 | 12900 | 31 | 0.1 | 31.1
E07000109 | Gravesham | 0 | 0 | 0 | 0 | 0 | 0 | 0% | 0 | 1852.4 | 0 | 0 | 6 | 0 | 6
E07000110 | Maidstone | <1km2 | 1.1 | 2.4 | <1km2 | 5.6 | 5 | 0.05085% | 7.4 | 3366.6 | 2700 | 1100 | 24.4 | 0.1 | 24.5
E07000111 | Sevenoaks | 0 | 0 | 0 | 0 | 0 | 0 | 0% | 0 | 3245.6 | 0 | 0 | 7.9 | 0 | 7.9
E07000112 | Folkestone and Hythe | <1km2 | 3.7 | 8.1 | <1km2 | 32.3 | 28.6 | 0.2241% | 36.7 | 1897.5 | 13600 | 5600 | 30.2 | 129.7 | 159.9
E07000113 | Swale | <1km2 | 5.2 | 11.4 | 6 | 304.6 | 269.3 | 1.714% | 280.7 | 3391.5 | 104000 | 43200 | 69.2 | 72.4 | 141.6
E07000114 | Thanet | <1km2 | 1.6 | 3.5 | 0 | 0 | 0 | 0.09652% | 3.5 | 2295.9 | 1300 | 500 | 49.5 | 0 | 49.5
E07000115 | Tonbridge and Malling | 0 | 0 | 0 | 0 | 0 | 0 | 0% | 0 | 2955.7 | 0 | 0 | 18.6 | 0 | 18.6
E07000116 | Tunbridge Wells | 0 | 0 | 0 | <1km2 | 4.6 | 4.1 | 0.03018% | 4.1 | 1993.1 | 1500 | 600 | 44.1 | 0 | 44.1
E07000117 | Burnley | 5 | 106 | 232.7 | 8 | 404.4 | 357.6 | 7.951% | 590.3 | 1673.6 | 218600 | 90800 | 5 | 71.9 | 76.9
E07000118 | Chorley | 0 | 0 | 0 | <1km2 | 2.4 | 2.1 | 0% | 2.1 | 2716.4 | 800 | 300 | 9.2 | 4.7 | 13.9
E07000119 | Fylde | 1 | 24.9 | 54.7 | 3 | 155.7 | 137.7 | 2.354% | 192.4 | 2100.9 | 71300 | 29600 | 32.7 | 0.2 | 32.9
E07000120 | Hyndburn | <1km2 | 14.8 | 32.5 | 2 | 100.2 | 88.6 | 2.739% | 121.1 | 1772.1 | 44900 | 18600 | 4.8 | 69.5 | 74.2
E07000121 | Lancaster | 2 | 48.2 | 105.8 | 6 | 309 | 273.2 | 1.182% | 379 | 3154.8 | 140400 | 58300 | 19.1 | 73.9 | 93
E07000122 | Pendle | 5 | 94.7 | 207.9 | 9 | 447.3 | 395.5 | 6.022% | 603.4 | 1688.8 | 223500 | 92800 | 4.7 | 2.3 | 7
E07000123 | Preston | 1 | 19.1 | 41.9 | 3 | 147.1 | 130.1 | 2.249% | 172 | 3079.6 | 63700 | 26500 | 15.7 | 0.6 | 16.2
E07000124 | Ribble Valley | 4 | 86.8 | 190.6 | 10 | 503.6 | 445.3 | 1.831% | 635.9 | 2411.8 | 235500 | 97800 | 12.3 | 1.1 | 13.4
E07000125 | Rossendale | 11 | 212.1 | 465.7 | 18 | 913.2 | 807.4 | 14.71% | 1273.1 | 1519.1 | 471500 | 195900 | 4.9 | 306.4 | 311.3
E07000126 | South Ribble | 0 | 0 | 0 | <1km2 | 1.3 | 1.1 | 0% | 1.1 | 2350.5 | 400 | 200 | 10 | 0.1 | 10
E07000127 | West Lancashire | 0 | 0 | 0 | 0 | 0 | 0 | 0% | 0 | 2903.3 | 0 | 0 | 14 | 6.2 | 20.2
E07000128 | Wyre | 3 | 66.2 | 145.3 | 4 | 177.9 | 157.3 | 2.304% | 302.6 | 2581.7 | 112100 | 46600 | 17.6 | 20.2 | 37.8
E07000129 | Blaby | 3 | 66.5 | 146 | 8 | 424.2 | 375.1 | 6.898% | 521.1 | 2475.2 | 193000 | 80200 | 11.3 | 1.7 | 13
E07000130 | Charnwood | 5 | 101.8 | 223.5 | 9 | 469 | 414.7 | 4.085% | 638.2 | 3811.6 | 236400 | 98200 | 74.6 | 7.8 | 82.4
E07000131 | Harborough | 15 | 289.3 | 635.2 | 30 | 1519.8 | 1343.8 | 5.551% | 1979 | 2412.8 | 733000 | 304500 | 17.4 | 80.5 | 97.9
E07000132 | Hinckley and Bosworth | 6 | 121.8 | 267.4 | 14 | 709 | 626.9 | 5.314% | 894.3 | 2572.5 | 331200 | 137600 | 46.6 | 7.1 | 53.7
E07000133 | Melton | 22 | 428.8 | 941.4 | 34 | 1719 | 1519.9 | 7.707% | 2461.3 | 1299.8 | 911600 | 378700 | 16.8 | 15 | 31.8
E07000134 | North West Leicestershire | 2 | 35.6 | 78.2 | 4 | 207.6 | 183.6 | 1.79% | 261.8 | 4296 | 97000 | 40300 | 55.7 | 6.6 | 62.3
E07000135 | Oadby and Wigston | <1km2 | 1.2 | 2.6 | <1km2 | 28.8 | 25.5 | 2.55% | 28.1 | 830.5 | 10400 | 4300 | 3.3 | 0 | 3.3
E07000136 | Boston | 4 | 80.4 | 176.5 | 0 | 0 | 0 | 1.126% | 176.5 | 1329.6 | 65400 | 27200 | 38.7 | 51.7 | 90.4
E07000137 | East Lindsey | 52 | 1019.9 | 2239.2 | 56 | 2824.1 | 2497.1 | 4.585% | 4736.3 | 2918.5 | 1754200 | 728700 | 85.3 | 165.6 | 251
E07000138 | Lincoln | 0 | 0 | 0 | <1km2 | 5.7 | 5 | 0.2802% | 5 | 1488.6 | 1900 | 800 | 5.6 | 0 | 5.6
E07000139 | North Kesteven | 34 | 670.2 | 1471.4 | 33 | 1645.8 | 1455.2 | 5.496% | 2926.6 | 2439.9 | 1083900 | 450200 | 85.9 | 2.1 | 88
E07000140 | South Holland | 11 | 216.7 | 475.8 | <1km2 | 3.9 | 3.4 | 1.453% | 479.2 | 2096.1 | 177500 | 73700 | 33.9 | 105.4 | 139.4
E07000141 | South Kesteven | 30 | 593.9 | 1303.9 | 42 | 2074.6 | 1834.4 | 5.326% | 3138.3 | 3512.4 | 1162300 | 482800 | 78.9 | 2.3 | 81.2
E07000142 | West Lindsey | 60 | 1195.1 | 2623.9 | 74 | 3708.6 | 3279.1 | 7.606% | 5903 | 2115.5 | 2186300 | 908200 | 42.4 | 7.1 | 49.6
E07000143 | Breckland | 11 | 211.5 | 464.4 | 18 | 904.5 | 799.8 | 1.609% | 1264.2 | 2943.1 | 468200 | 194500 | 82.3 | 50.2 | 132.6
E07000144 | Broadland | 2 | 47.8 | 104.9 | 2 | 92.5 | 81.8 | 0.6702% | 186.7 | 2730.4 | 69100 | 28700 | 44.9 | 9.9 | 54.7
E07000145 | Great Yarmouth | <1km2 | 11.8 | 25.9 | <1km2 | 10.4 | 9.2 | 0.4589% | 35.1 | 1407.4 | 13000 | 5400 | 19.1 | 8.6 | 27.7
E07000146 | King's Lynn and West Norfolk | 14 | 281.3 | 617.6 | 10 | 483.8 | 427.8 | 1.32% | 1045.4 | 3371.1 | 387200 | 160800 | 109.3 | 60.9 | 170.2
E07000147 | North Norfolk | 5 | 92.7 | 203.5 | 9 | 446.8 | 395.1 | 1.158% | 598.6 | 2118.8 | 221700 | 92100 | 187.1 | 0.5 | 187.6
E07000148 | Norwich | 0 | 0 | 0 | 0 | 0 | 0 | 0% | 0 | 2105.8 | 0 | 0 | 8.1 | 0 | 8.1
E07000149 | South Norfolk | 7 | 141 | 309.6 | 11 | 547.9 | 484.5 | 1.333% | 794.1 | 3037.4 | 294100 | 122200 | 73.2 | 1 | 74.2
E07000170 | Ashfield | <1km2 | 5.7 | 12.5 | <1km2 | 24.5 | 21.7 | 0.6389% | 34.2 | 2471.3 | 12700 | 5300 | 12.9 | 1.4 | 14.3
E07000171 | Bassetlaw | 32 | 634.5 | 1393.1 | 40 | 2025.6 | 1791 | 8.137% | 3184.1 | 3202 | 1179300 | 489900 | 156.1 | 8.9 | 165
E07000172 | Broxtowe | 0 | 0 | 0 | 0 | 0 | 0 | 0% | 0 | 2604.4 | 0 | 0 | 6.5 | 0 | 6.5
E07000173 | Gedling | 0 | 0 | 0 | 0 | 0 | 0 | 0% | 0 | 1995.1 | 0 | 0 | 13.2 | 7.8 | 21
E07000174 | Mansfield | 2 | 30.5 | 67 | 2 | 85.3 | 75.4 | 2.477% | 142.4 | 1777 | 52700 | 21900 | 50.5 | 0 | 50.5
E07000175 | Newark and Sherwood | 16 | 321 | 704.8 | 26 | 1323.4 | 1170.1 | 4.606% | 1874.9 | 3680.9 | 694400 | 288400 | 67 | 92 | 159
E07000176 | Rushcliffe | 7 | 146.6 | 321.9 | 10 | 513.9 | 454.4 | 3.128% | 776.3 | 2824.9 | 287500 | 119400 | 58 | 0.1 | 58
E07000177 | Cherwell | 12 | 235.4 | 516.8 | 20 | 1012.5 | 895.2 | 4.026% | 1412 | 5123 | 523000 | 217200 | 109.6 | 0 | 109.6
E07000178 | Oxford | 0 | 0 | 0 | 0 | 0 | 0 | 0% | 0 | 2788.5 | 0 | 0 | 9.7 | 0 | 9.7
E07000179 | South Oxfordshire | 2 | 41.5 | 91.1 | 3 | 128.8 | 113.9 | 0.5748% | 205 | 3383.7 | 75900 | 31500 | 43.2 | 0 | 43.2
E07000180 | Vale of White Horse | 11 | 214.7 | 471.4 | 17 | 828.9 | 732.9 | 3.214% | 1204.3 | 3225.1 | 446000 | 185300 | 149.9 | 6.9 | 156.9
E07000181 | West Oxfordshire | 6 | 126.2 | 277.1 | 12 | 615.9 | 544.6 | 2.044% | 821.7 | 2501.5 | 304300 | 126400 | 80.7 | 0 | 80.7
E07000192 | Cannock Chase | 0 | 0 | 0 | 0 | 0 | 0 | 0% | 0 | 1551.3 | 0 | 0 | 6.1 | 0 | 6.1
E07000193 | East Staffordshire | 3 | 60.8 | 133.5 | 9 | 431.1 | 381.2 | 2.385% | 514.7 | 2949.3 | 190600 | 79200 | 50.1 | 1.7 | 51.8
E07000194 | Lichfield | 3 | 67.6 | 148.4 | 6 | 294.9 | 260.7 | 1.962% | 409.1 | 2587.9 | 151500 | 62900 | 10.7 | 3.9 | 14.6
E07000195 | Newcastle-under-Lyme | <1km2 | 3.3 | 7.2 | <1km2 | 45.1 | 39.9 | 0.474% | 47.1 | 3080.4 | 17400 | 7200 | 11 | 3.3 | 14.3
E07000196 | South Staffordshire | <1km2 | 14.7 | 32.3 | 1 | 55.2 | 48.8 | 0.2946% | 81.1 | 3426.6 | 30000 | 12500 | 17.2 | 8.3 | 25.5
E07000197 | Stafford | 8 | 149.3 | 327.8 | 10 | 483.9 | 427.9 | 2.173% | 755.7 | 3624.8 | 279900 | 116300 | 12.2 | 4.1 | 16.3
E07000198 | Staffordshire Moorlands | 3 | 53.2 | 116.8 | 5 | 269.4 | 238.2 | 1.077% | 355 | 3369 | 131500 | 54600 | 29.2 | 2.5 | 31.7
E07000199 | Tamworth | 0 | 0 | 0 | <1km2 | 4.2 | 3.7 | 0.3241% | 3.7 | 1066.2 | 1400 | 600 | 4.1 | 0 | 4.1
E07000200 | Babergh | 3 | 65.5 | 143.8 | 2 | 77.2 | 68.3 | 0.7394% | 212.1 | 2176.4 | 78600 | 32600 | 13.8 | 0.1 | 13.9
E07000202 | Ipswich | 0 | 0 | 0 | <1km2 | 0.9 | 0.8 | 0% | 0.8 | 1806.2 | 300 | 100 | 10.6 | 0 | 10.6
E07000203 | Mid Suffolk | 18 | 349.2 | 766.7 | 26 | 1316.6 | 1164.1 | 3.513% | 1930.8 | 2405.7 | 715100 | 297000 | 31.8 | 23.3 | 55.1
E07000207 | Elmbridge | 0 | 0 | 0 | 0 | 0 | 0 | 0% | 0 | 2744.8 | 0 | 0 | 11.6 | 0 | 11.6
E07000208 | Epsom and Ewell | 0 | 0 | 0 | 0 | 0 | 0 | 0% | 0 | 1053.8 | 0 | 0 | 2.5 | 0 | 2.5
E07000209 | Guildford | 0 | 0 | 0 | <1km2 | 2.5 | 2.2 | 0.03691% | 2.2 | 3180.8 | 800 | 300 | 9 | 0 | 9
E07000210 | Mole Valley | 0 | 0 | 0 | 0 | 0 | 0 | 0% | 0 | 2259.5 | 0 | 0 | 6 | 0 | 6
E07000211 | Reigate and Banstead | 0 | 0 | 0 | 0 | 0 | 0 | 0% | 0 | 2920.8 | 0 | 0 | 7.8 | 0 | 7.8
E07000212 | Runnymede | 0 | 0 | 0 | 0 | 0 | 0 | 0% | 0 | 2367.5 | 0 | 0 | 5.4 | 0 | 5.4
E07000213 | Spelthorne | 0 | 0 | 0 | 0 | 0 | 0 | 0% | 0 | 1710.6 | 0 | 0 | 5.9 | 0 | 5.9
E07000214 | Surrey Heath | 0 | 0 | 0 | 0 | 0 | 0 | 0% | 0 | 2156.5 | 0 | 0 | 4 | 0 | 4
E07000215 | Tandridge | 0 | 0 | 0 | 0 | 0 | 0 | 0% | 0 | 2311.1 | 0 | 0 | 5.7 | 0 | 5.7
E07000216 | Waverley | 0 | 0 | 0 | <1km2 | 2.2 | 1.9 | 0% | 1.9 | 2400.8 | 700 | 300 | 10.6 | 0 | 10.6
E07000217 | Woking | 0 | 0 | 0 | 0 | 0 | 0 | 0% | 0 | 1864.5 | 0 | 0 | 6.8 | 0 | 6.8
E07000218 | North Warwickshire | 2 | 37.8 | 83 | 3 | 157.2 | 139 | 1.302% | 222 | 3467.8 | 82200 | 34200 | 26.3 | 0 | 26.3
E07000219 | Nuneaton and Bedworth | <1km2 | 2.2 | 4.8 | <1km2 | 18.9 | 16.7 | 0.5066% | 21.5 | 2038.9 | 8000 | 3300 | 5.4 | 0 | 5.4
E07000220 | Rugby | 4 | 71.8 | 157.6 | 6 | 290.1 | 256.5 | 1.923% | 414.1 | 4957.4 | 153400 | 63700 | 14.9 | 0 | 15
E07000221 | Stratford-on-Avon | 16 | 326.3 | 716.4 | 32 | 1574.8 | 1392.4 | 3.477% | 2108.8 | 3879.9 | 781000 | 324400 | 90.4 | 0.1 | 90.5
E07000222 | Warwick | 2 | 36.5 | 80.1 | 4 | 203.7 | 180.1 | 1.555% | 260.2 | 3387.1 | 96400 | 40000 | 24 | 0 | 24
E07000223 | Adur | <1km2 | 1 | 2.2 | 0 | 0 | 0 | 0.2377% | 2.2 | 916.9 | 800 | 300 | 3.6 | 0 | 3.6
E07000224 | Arun | <1km2 | 13.5 | 29.6 | <1km2 | 4.9 | 4.3 | 0.362% | 33.9 | 2411.4 | 12600 | 5200 | 66.4 | 0 | 66.4
E07000225 | Chichester | <1km2 | 18.5 | 40.6 | <1km2 | 38.5 | 34 | 0.2162% | 74.6 | 3070.3 | 27600 | 11500 | 71.9 | 0 | 71.9
E07000226 | Crawley | 0 | 0 | 0 | <1km2 | 3.5 | 3.1 | 0.2224% | 3.1 | 2179.5 | 1100 | 500 | 6.2 | 0 | 6.2
E07000227 | Horsham | <1km2 | 18.3 | 40.2 | 2 | 101.1 | 89.4 | 0.4337% | 129.6 | 2782 | 48000 | 19900 | 57.7 | 0 | 57.7
E07000228 | Mid Sussex | 0 | 0 | 0 | <1km2 | 16.2 | 14.3 | 0.08981% | 14.3 | 2792.5 | 5300 | 2200 | 28.2 | 0.1 | 28.3
E07000229 | Worthing | 0 | 0 | 0 | 0 | 0 | 0 | 0% | 0 | 1335.2 | 0 | 0 | 4.8 | 0 | 4.8
E07000234 | Bromsgrove | 0 | 0 | 0 | 0 | 0 | 0 | 0% | 0 | 2652.1 | 0 | 0 | 6.1 | 0 | 6.1
E07000235 | Malvern Hills | 2 | 46.1 | 101.2 | 4 | 212 | 187.4 | 0.7971% | 288.6 | 2048.1 | 106900 | 44400 | 13.1 | 0 | 13.1
E07000236 | Redditch | <1km2 | 1.2 | 2.6 | <1km2 | 4.8 | 4.2 | 0.3687% | 6.8 | 1364.1 | 2500 | 1000 | 4.8 | 0 | 4.8
E07000237 | Worcester | 0 | 0 | 0 | 0 | 0 | 0 | 0% | 0 | 1472.4 | 0 | 0 | 7.2 | 0 | 7.2
E07000238 | Wychavon | 11 | 216.4 | 475.1 | 20 | 1009.2 | 892.3 | 3.481% | 1367.4 | 4061.4 | 506400 | 210400 | 115.2 | 1.7 | 116.9
E07000239 | Wyre Forest | 0 | 0 | 0 | 0 | 0 | 0 | 0% | 0 | 1653.2 | 0 | 0 | 6.9 | 0 | 6.9
E07000240 | St Albans | 0 | 0 | 0 | 0 | 0 | 0 | 0% | 0 | 3633.5 | 0 | 0 | 6 | 0.1 | 6.1
E07000241 | Welwyn Hatfield | 0 | 0 | 0 | 0 | 0 | 0 | 0% | 0 | 2752.7 | 0 | 0 | 5.8 | 0 | 5.8
E07000242 | East Hertfordshire | 6 | 116.5 | 255.8 | 1 | 72.4 | 64 | 1.345% | 319.8 | 2916.7 | 118400 | 49200 | 13.3 | 0.1 | 13.4
E07000243 | Stevenage | <1km2 | 0.3 | 0.7 | <1km2 | 1.5 | 1.3 | 0% | 2 | 1563.9 | 700 | 300 | 3.7 | 0 | 3.7
E07000244 | East Suffolk | 11 | 213.8 | 469.4 | 17 | 838.9 | 741.8 | 1.435% | 1211.2 | 5645.1 | 448600 | 186300 | 131.5 | 34.4 | 165.9
E07000245 | West Suffolk | 16 | 319.3 | 701 | 9 | 472.1 | 417.4 | 2.03% | 1118.4 | 4428.8 | 414200 | 172100 | 150.9 | 1.1 | 152
E08000001 | Bolton | 0 | 0 | 0 | <1km2 | 1.5 | 1.3 | 0% | 1.3 | 5010.8 | 500 | 200 | 19.2 | 0 | 19.2
E08000002 | Bury | 0 | 0 | 0 | 0 | 0 | 0 | 0% | 0 | 3591.5 | 0 | 0 | 6.3 | 0.6 | 6.9
E08000003 | Manchester | 0 | 0 | 0 | 0 | 0 | 0 | 0% | 0 | 8554.2 | 0 | 0 | 22.6 | 0 | 22.6
E08000004 | Oldham | 0 | 0 | 0 | <1km2 | 3.4 | 3 | 0.07025% | 3 | 3641.2 | 1100 | 500 | 10.1 | 0.3 | 10.4
E08000005 | Rochdale | 0 | 0 | 0 | 0 | 0 | 0 | 0% | 0 | 4101 | 0 | 0 | 12.2 | 2.5 | 14.8
E08000006 | Salford | 0 | 0 | 0 | <1km2 | 3 | 2.7 | 0.1029% | 2.7 | 5000.9 | 1000 | 400 | 11.4 | 0 | 11.4
E08000007 | Stockport | 0 | 0 | 0 | 0 | 0 | 0 | 0% | 0 | 4938.1 | 0 | 0 | 15.7 | 0 | 15.7
E08000008 | Tameside | 0 | 0 | 0 | 0 | 0 | 0 | 0% | 0 | 3577.7 | 0 | 0 | 16.8 | 0 | 16.8
E08000009 | Trafford | 0 | 0 | 0 | 0 | 0 | 0 | 0% | 0 | 5997.5 | 0 | 0 | 9.5 | 0 | 9.5
E08000010 | Wigan | 0 | 0 | 0 | <1km2 | 0.1 | 0.1 | 0% | 0.1 | 5468.6 | 0 | 0 | 20.7 | 0.1 | 20.8
E08000011 | Knowsley | 0 | 0 | 0 | <1km2 | 4.9 | 4.3 | 0.1156% | 4.3 | 3458.5 | 1600 | 700 | 10.6 | 1 | 11.6
E08000012 | Liverpool | 0 | 0 | 0 | 0 | 0 | 0 | 0% | 0 | 7636.3 | 0 | 0 | 17 | 1.2 | 18.2
E08000013 | St. Helens | <1km2 | 1.1 | 2.4 | <1km2 | 20.1 | 17.8 | 0.3667% | 20.2 | 4146.4 | 7500 | 3100 | 9.6 | 2.1 | 11.7
E08000014 | Sefton | 0 | 0 | 0 | 0 | 0 | 0 | 0% | 0 | 4678.6 | 0 | 0 | 9 | 28.7 | 37.7
E08000015 | Wirral | 0 | 0 | 0 | 0 | 0 | 0 | 0% | 0 | 5144.7 | 0 | 0 | 10.4 | 0.2 | 10.6
E08000016 | Barnsley | <1km2 | 1.2 | 2.6 | <1km2 | 7.3 | 6.5 | 0.06078% | 9.1 | 5243.9 | 3400 | 1400 | 20 | 70.8 | 90.8
E08000017 | Doncaster | 7 | 135.4 | 297.3 | 14 | 686 | 606.6 | 2.729% | 903.9 | 7700.9 | 334800 | 139100 | 40.5 | 137.1 | 177.5
E08000018 | Rotherham | 0 | 0 | 0 | <1km2 | 4.3 | 3.8 | 0.0349% | 3.8 | 5767.4 | 1400 | 600 | 19.6 | 42.9 | 62.5
E08000019 | Sheffield | 0 | 0 | 0 | 0 | 0 | 0 | 0% | 0 | 9450 | 0 | 0 | 25.8 | 0.1 | 26
E08000021 | Newcastle upon Tyne | <1km2 | 1.3 | 2.9 | <1km2 | 8.1 | 7.2 | 0.1763% | 10.1 | 5244.4 | 3700 | 1600 | 11.7 | 0 | 11.7
E08000022 | North Tyneside | 0 | 0 | 0 | <1km2 | 33.6 | 29.7 | 0.8505% | 29.7 | 3696.6 | 11000 | 4600 | 12.2 | 0 | 12.2
E08000023 | South Tyneside | 0 | 0 | 0 | <1km2 | 3.4 | 3 | 0.1552% | 3 | 2123.6 | 1100 | 500 | 8.6 | 0.8 | 9.4
E08000024 | Sunderland | <1km2 | 13.4 | 29.4 | 2 | 95.3 | 84.3 | 1.455% | 113.7 | 5074.1 | 42100 | 17500 | 26.7 | 31.1 | 57.8
E08000025 | Birmingham | 0 | 0 | 0 | <1km2 | 5.8 | 5.1 | 0.03734% | 5.1 | 17584.7 | 1900 | 800 | 30.4 | 0 | 30.4
E08000026 | Coventry | <1km2 | 2.2 | 4.8 | <1km2 | 28.4 | 25.1 | 0.6083% | 29.9 | 5411.7 | 11100 | 4600 | 11.8 | 0 | 11.8
E08000027 | Dudley | 0 | 0 | 0 | 0 | 0 | 0 | 0% | 0 | 4869.6 | 0 | 0 | 11.8 | 0 | 11.8
E08000028 | Sandwell | 0 | 0 | 0 | 0 | 0 | 0 | 0% | 0 | 5922.6 | 0 | 0 | 11.3 | 0 | 11.3
E08000029 | Solihull | 0 | 0 | 0 | 0 | 0 | 0 | 0% | 0 | 4835 | 0 | 0 | 8.4 | 0 | 8.4
E08000030 | Walsall | 0 | 0 | 0 | 0 | 0 | 0 | 0% | 0 | 4537.9 | 0 | 0 | 9 | 0 | 9
E08000031 | Wolverhampton | 0 | 0 | 0 | 0 | 0 | 0 | 0% | 0 | 4106.3 | 0 | 0 | 16.5 | 0 | 16.5
E08000032 | Bradford | <1km2 | 8.4 | 18.4 | <1km2 | 29.4 | 26 | 0.1637% | 44.4 | 9063 | 16400 | 6800 | 20.3 | 5.3 | 25.6
E08000033 | Calderdale | 3 | 53.7 | 117.9 | 7 | 357.3 | 315.9 | 2.171% | 433.8 | 4169.5 | 160700 | 66700 | 10.2 | 151.8 | 162
E08000034 | Kirklees | <1km2 | 4.2 | 9.2 | <1km2 | 13.3 | 11.8 | 0.07343% | 21 | 8045.4 | 7800 | 3200 | 22.8 | 5.8 | 28.7
E08000035 | Leeds | <1km2 | 5.6 | 12.3 | <1km2 | 9.1 | 8 | 0.09063% | 20.3 | 15607.5 | 7500 | 3100 | 40.1 | 31.2 | 71.3
E08000036 | Wakefield | 0 | 0 | 0 | 0 | 0 | 0 | 0% | 0 | 8134.4 | 0 | 0 | 26.6 | 2.7 | 29.4
E08000037 | Gateshead | 0 | 0 | 0 | 0 | 0 | 0 | 0% | 0 | 4284.6 | 0 | 0 | 8.9 | 0 | 8.9
E09000001 | City of London | 0 | 0 | 0 | 0 | 0 | 0 | 0% | 0 | 2551.1 | 0 | 0 | 0.6 | 0 | 0.6
E09000002 | Barking and Dagenham | 0 | 0 | 0 | <1km2 | 8.2 | 7.3 | 0.554% | 7.3 | 2304.4 | 2700 | 1100 | 6.7 | 0 | 6.7
E09000003 | Barnet | 0 | 0 | 0 | 0 | 0 | 0 | 0% | 0 | 5295.2 | 0 | 0 | 7 | 0 | 7
E09000004 | Bexley | 0 | 0 | 0 | 0 | 0 | 0 | 0% | 0 | 3558.8 | 0 | 0 | 8.2 | 0 | 8.2
E09000005 | Brent | 0 | 0 | 0 | 0 | 0 | 0 | 0% | 0 | 4431.3 | 0 | 0 | 5.9 | 0 | 5.9
E09000006 | Bromley | 0 | 0 | 0 | 0 | 0 | 0 | 0% | 0 | 4540.7 | 0 | 0 | 8 | 0 | 8
E09000007 | Camden | 0 | 0 | 0 | 0 | 0 | 0 | 0% | 0 | 4485.3 | 0 | 0 | 4 | 0 | 4
E09000008 | Croydon | 0 | 0 | 0 | 0 | 0 | 0 | 0% | 0 | 4986.8 | 0 | 0 | 10.7 | 0 | 10.7
E09000009 | Ealing | 0 | 0 | 0 | 0 | 0 | 0 | 0% | 0 | 5002.2 | 0 | 0 | 9.4 | 0 | 9.4
E09000010 | Enfield | 0 | 0 | 0 | 0 | 0 | 0 | 0% | 0 | 4724.7 | 0 | 0 | 7.7 | 0 | 7.7
E09000011 | Greenwich | 0 | 0 | 0 | 0 | 0 | 0 | 0% | 0 | 3577.3 | 0 | 0 | 7.8 | 0 | 7.8
E09000012 | Hackney | 0 | 0 | 0 | 0 | 0 | 0 | 0% | 0 | 2718.1 | 0 | 0 | 5.2 | 0 | 5.2
E09000013 | Hammersmith and Fulham | 0 | 0 | 0 | 0 | 0 | 0 | 0% | 0 | 2831.6 | 0 | 0 | 1.7 | 0 | 1.7
E09000014 | Haringey | 0 | 0 | 0 | 0 | 0 | 0 | 0% | 0 | 2968.4 | 0 | 0 | 4.1 | 0 | 4.1
E09000015 | Harrow | 0 | 0 | 0 | 0 | 0 | 0 | 0% | 0 | 2809.4 | 0 | 0 | 4.9 | 0 | 4.9
E09000016 | Havering | 0 | 0 | 0 | <1km2 | 18.4 | 16.3 | 0.3561% | 16.3 | 4046.7 | 6000 | 2500 | 11.1 | 7.2 | 18.4
E09000017 | Hillingdon | 0 | 0 | 0 | 0 | 0 | 0 | 0% | 0 | 5802.2 | 0 | 0 | 7.4 | 0 | 7.5
E09000018 | Hounslow | 0 | 0 | 0 | 0 | 0 | 0 | 0% | 0 | 4197.6 | 0 | 0 | 9.4 | 0.2 | 9.6
E09000019 | Islington | 0 | 0 | 0 | 0 | 0 | 0 | 0% | 0 | 2901 | 0 | 0 | 4 | 0 | 4
E09000020 | Kensington and Chelsea | 0 | 0 | 0 | 0 | 0 | 0 | 0% | 0 | 3393.8 | 0 | 0 | 1.1 | 0 | 1.1
E09000021 | Kingston upon Thames | 0 | 0 | 0 | 0 | 0 | 0 | 0% | 0 | 2503 | 0 | 0 | 3.9 | 0 | 3.9
E09000022 | Lambeth | 0 | 0 | 0 | 0 | 0 | 0 | 0% | 0 | 4027.5 | 0 | 0 | 4.5 | 0 | 4.5
E09000023 | Lewisham | 0 | 0 | 0 | 0 | 0 | 0 | 0% | 0 | 3113.4 | 0 | 0 | 5.5 | 0 | 5.5
E09000024 | Merton | 0 | 0 | 0 | 0 | 0 | 0 | 0% | 0 | 2719.2 | 0 | 0 | 6 | 0 | 6
E09000025 | Newham | 0 | 0 | 0 | 0 | 0 | 0 | 0% | 0 | 4356.7 | 0 | 0 | 5.2 | 3.4 | 8.5
E09000026 | Redbridge | 0 | 0 | 0 | 0 | 0 | 0 | 0% | 0 | 3378.8 | 0 | 0 | 4.7 | 0 | 4.7
E09000027 | Richmond upon Thames | 0 | 0 | 0 | 0 | 0 | 0 | 0% | 0 | 2793.4 | 0 | 0 | 4.4 | 0 | 4.4
E09000028 | Southwark | 0 | 0 | 0 | 0 | 0 | 0 | 0% | 0 | 4060.2 | 0 | 0 | 6.5 | 0 | 6.5
E09000029 | Sutton | 0 | 0 | 0 | <1km2 | 2.5 | 2.2 | 0% | 2.2 | 2621 | 800 | 300 | 6 | 0 | 6
E09000030 | Tower Hamlets | 0 | 0 | 0 | 0 | 0 | 0 | 0% | 0 | 4981.3 | 0 | 0 | 4.8 | 0 | 4.8
E09000031 | Waltham Forest | 0 | 0 | 0 | 0 | 0 | 0 | 0% | 0 | 2855.1 | 0 | 0 | 7.5 | 0 | 7.5
E09000032 | Wandsworth | 0 | 0 | 0 | 0 | 0 | 0 | 0% | 0 | 3875.7 | 0 | 0 | 4.5 | 0 | 4.5
E09000033 | Westminster | 0 | 0 | 0 | 0 | 0 | 0 | 0% | 0 | 7484.5 | 0 | 0 | 3 | 0 | 3

## LAD-all
Onshore renewable energy potential, by local authority: All identfied areas
Compares with data on existing total energy consumption, existing onshore wind and solar PV generation, and an estimation of homes that could be powered by new renewable installations
la_code | Local authority | Onshore wind all: Land area (km2) | Onshore wind all: Capacity (MW) | Onshore wind all: Generation (GWh) | Solar PV all: Land area (km2) | Solar PV all: Capacity (MW) | Solar PV all: Generation (GWh) | Total area (%) | Total generation potential (GWh) | Total energy consumption (GWh) | Number of homes powered | Number of homes powered and electrically heated (assuming heatpumps) | Current generation: solar PV (GWh) | Current generation: onshore wind (GWh) | Current generation: solar PV + onshore wind (GWh)
E06000001 | Hartlepool | <1km2 | 0.1 | 0.2 | <1km2 | 3.3 | 2.9 | 0.1067% | 3.1 | 2335.1 | 1100 | 500 | 15.9 | 39 | 54.9
E06000002 | Middlesbrough | 0 | 0 | 0 | <1km2 | 3.6 | 3.2 | 0.1856% | 3.2 | 2520.6 | 1200 | 500 | 6.9 | 0.2 | 7.1
E06000003 | Redcar and Cleveland | 2 | 33.2 | 72.9 | 5 | 268.2 | 237.1 | 2.407% | 310 | 3530.1 | 114800 | 47700 | 13.3 | 5.5 | 18.7
E06000004 | Stockton-on-Tees | 3 | 54.3 | 119.2 | 10 | 510.5 | 451.4 | 5.221% | 570.6 | 4796 | 211300 | 87800 | 21.4 | 51.4 | 72.8
E06000005 | Darlington | 9 | 181.6 | 398.7 | 18 | 906.9 | 801.9 | 10.33% | 1200.6 | 2351.1 | 444700 | 184700 | 16.6 | 36.8 | 53.4
E06000006 | Halton | 0 | 0 | 0 | 0 | 0 | 0 | 0% | 0 | 3092.3 | 0 | 0 | 7.1 | 0 | 7.2
E06000007 | Warrington | 0 | 0 | 0 | 0 | 0 | 0 | 0% | 0 | 5744.3 | 0 | 0 | 18 | 1.1 | 19.1
E06000008 | Blackburn with Darwen | <1km2 | 1.7 | 3.7 | <1km2 | 29.9 | 26.4 | 0.4379% | 30.1 | 2538.2 | 11100 | 4600 | 8.5 | 0.4 | 8.9
E06000009 | Blackpool | 0 | 0 | 0 | 0 | 0 | 0 | 0% | 0 | 2242.2 | 0 | 0 | 4.2 | 0 | 4.2
E06000010 | Kingston upon Hull, City of | 0 | 0 | 0 | <1km2 | 10.2 | 9 | 0.2794% | 9 | 5027.1 | 3300 | 1400 | 26 | 0.1 | 26.1
E06000011 | East Riding of Yorkshire | 190 | 3757.2 | 8249 | 146 | 7314.9 | 6467.8 | 11.34% | 14716.8 | 9802.5 | 5450700 | 2264100 | 63.6 | 737.5 | 801.1
E06000012 | North East Lincolnshire | 3 | 63.3 | 139 | 6 | 323.2 | 285.8 | 3.79% | 424.8 | 4394 | 157300 | 65400 | 30.2 | 2.9 | 33.1
E06000013 | North Lincolnshire | 44 | 869.1 | 1908.1 | 24 | 1178.1 | 1041.7 | 6.792% | 2949.8 | 22139 | 1092500 | 453800 | 71.4 | 301.7 | 373.1
E06000014 | York | <1km2 | 1.9 | 4.2 | <1km2 | 12.4 | 11 | 0.1103% | 15.2 | 3605.2 | 5600 | 2300 | 12.7 | 0.1 | 12.8
E06000015 | Derby | <1km2 | 0.5 | 1.1 | <1km2 | 6.4 | 5.7 | 0.1282% | 6.8 | 4758.5 | 2500 | 1000 | 15 | 10.1 | 25.1
E06000016 | Leicester | 0 | 0 | 0 | <1km2 | 2.4 | 2.1 | 0% | 2.1 | 5909.4 | 800 | 300 | 19 | 0 | 19.1
E06000017 | Rutland | 16 | 320 | 702.6 | 25 | 1263.7 | 1117.4 | 7.111% | 1820 | 3030 | 674100 | 280000 | 21.9 | 0.2 | 22.1
E06000018 | Nottingham | 0 | 0 | 0 | 0 | 0 | 0 | 0% | 0 | 5130.8 | 0 | 0 | 23 | 0 | 23
E06000019 | Herefordshire, County of | 26 | 520.3 | 1142.3 | 24 | 1218.4 | 1077.3 | 1.899% | 2219.6 | 4686.4 | 822100 | 341500 | 53.4 | 0.5 | 54
E06000020 | Telford and Wrekin | 8 | 149 | 327.1 | 5 | 246 | 217.5 | 3.445% | 544.6 | 3727.1 | 201700 | 83800 | 39.1 | 0.1 | 39.2
E06000021 | Stoke-on-Trent | <1km2 | 1.2 | 2.6 | <1km2 | 10.3 | 9.1 | 0.321% | 11.7 | 4569.1 | 4300 | 1800 | 25.4 | 0 | 25.4
E06000022 | Bath and North East Somerset | <1km2 | 11 | 24.2 | <1km2 | 42.5 | 37.6 | 0.3133% | 61.8 | 3005.2 | 22900 | 9500 | 19.6 | 0.2 | 19.9
E06000023 | Bristol, City of | 0 | 0 | 0 | <1km2 | 2.2 | 1.9 | 0% | 1.9 | 6620.6 | 700 | 300 | 32 | 82.3 | 114.3
E06000024 | North Somerset | 0 | 0 | 0 | <1km2 | 20.7 | 18.3 | 0.1068% | 18.3 | 4674 | 6800 | 2800 | 75 | 0.1 | 75.1
E06000025 | South Gloucestershire | 2 | 36.8 | 80.8 | 6 | 307.1 | 271.5 | 1.288% | 352.3 | 6965.4 | 130500 | 54200 | 94.4 | 11.6 | 105.9
E06000026 | Plymouth | 0 | 0 | 0 | 0 | 0 | 0 | 0% | 0 | 3992.8 | 0 | 0 | 28.2 | 0 | 28.2
E06000027 | Torbay | 0 | 0 | 0 | 0 | 0 | 0 | 0% | 0 | 1933.6 | 0 | 0 | 8.2 | 0 | 8.2
E06000030 | Swindon | 4 | 79 | 173.4 | 6 | 298 | 263.5 | 2.912% | 436.9 | 4173.5 | 161800 | 67200 | 184.4 | 0 | 184.4
E06000031 | Peterborough | 3 | 63.5 | 139.4 | 3 | 171.8 | 151.9 | 1.66% | 291.3 | 4033.4 | 107900 | 44800 | 29.8 | 78 | 107.9
E06000032 | Luton | 0 | 0 | 0 | 0 | 0 | 0 | 0% | 0 | 2809.3 | 0 | 0 | 6.1 | 0 | 6.1
E06000033 | Southend-on-Sea | 0 | 0 | 0 | 0 | 0 | 0 | 0% | 0 | 2419.1 | 0 | 0 | 6 | 0 | 6
E06000034 | Thurrock | 0 | 0 | 0 | <1km2 | 21.1 | 18.7 | 0.2441% | 18.7 | 4186.5 | 6900 | 2900 | 28.6 | 20.2 | 48.7
E06000035 | Medway | <1km2 | 4 | 8.8 | 2 | 100.7 | 89 | 1.136% | 97.8 | 3750.5 | 36200 | 15000 | 27 | 0.1 | 27.1
E06000036 | Bracknell Forest | 0 | 0 | 0 | 0 | 0 | 0 | 0% | 0 | 1929 | 0 | 0 | 6.4 | 0 | 6.4
E06000037 | West Berkshire | <1km2 | 2 | 4.4 | <1km2 | 24.5 | 21.7 | 0.08521% | 26.1 | 4633.1 | 9700 | 4000 | 35.7 | 1 | 36.8
E06000038 | Reading | 0 | 0 | 0 | 0 | 0 | 0 | 0% | 0 | 2302.2 | 0 | 0 | 6.8 | 0 | 6.8
E06000039 | Slough | 0 | 0 | 0 | 0 | 0 | 0 | 0% | 0 | 3193.1 | 0 | 0 | 4 | 0 | 4
E06000040 | Windsor and Maidenhead | 0 | 0 | 0 | 0 | 0 | 0 | 0% | 0 | 3146.3 | 0 | 0 | 8.7 | 0 | 8.7
E06000041 | Wokingham | 0 | 0 | 0 | <1km2 | 16.2 | 14.3 | 0.1676% | 14.3 | 2976.7 | 5300 | 2200 | 30.9 | 0 | 30.9
E06000042 | Milton Keynes | 9 | 178.7 | 392.3 | 17 | 843.6 | 745.9 | 5.929% | 1138.2 | 5428 | 421600 | 175100 | 55.7 | 34.3 | 90
E06000043 | Brighton and Hove | 0 | 0 | 0 | <1km2 | 8.9 | 7.9 | 0.2414% | 7.9 | 3563.9 | 2900 | 1200 | 13 | 0 | 13
E06000044 | Portsmouth | 0 | 0 | 0 | 0 | 0 | 0 | 0% | 0 | 3242.5 | 0 | 0 | 11.6 | 0 | 11.6
E06000045 | Southampton | 0 | 0 | 0 | 0 | 0 | 0 | 0% | 0 | 3151.5 | 0 | 0 | 11.5 | 0 | 11.5
E06000046 | Isle of Wight | <1km2 | 15.2 | 33.4 | 2 | 113.9 | 100.7 | 0.6586% | 134.1 | 2375.2 | 49700 | 20600 | 88.6 | 0 | 88.6
E06000047 | County Durham | 28 | 548.5 | 1204.2 | 68 | 3388.6 | 2996.2 | 3.267% | 4200.4 | 10669.6 | 1555700 | 646200 | 53 | 278.7 | 331.7
E06000049 | Cheshire East | 13 | 265.5 | 582.9 | 29 | 1469 | 1298.9 | 2.726% | 1881.8 | 10564.3 | 697000 | 289500 | 49.6 | 0.7 | 50.4
E06000050 | Cheshire West and Chester | 9 | 174.7 | 383.6 | 16 | 797.2 | 704.9 | 1.978% | 1088.5 | 17674.2 | 403100 | 167500 | 39.9 | 92.2 | 132.1
E06000051 | Shropshire | 40 | 789.4 | 1733.1 | 63 | 3147.9 | 2783.4 | 2.468% | 4516.5 | 7160.2 | 1672800 | 694800 | 204.1 | 5.4 | 209.5
E06000052 | Cornwall | 36 | 703.1 | 1543.7 | 52 | 2579.3 | 2280.6 | 1.778% | 3824.3 | 11547.5 | 1416400 | 588400 | 577.9 | 311.6 | 889.5
E06000053 | Isles of Scilly | 0 | 0 | 0 | 0 | 0 | 0 | 0% | 0 | 26 | 0 | 0 | 0.2 | 0 | 0.2
E06000054 | Wiltshire | 31 | 620.5 | 1362.3 | 77 | 3849.9 | 3404.1 | 2.626% | 4766.4 | 11470.8 | 1765300 | 733300 | 526.6 | 0.2 | 526.8
E06000055 | Bedford | 26 | 524.9 | 1152.4 | 13 | 639.3 | 565.3 | 7.011% | 1717.7 | 3674.1 | 636200 | 264300 | 123.8 | 21.7 | 145.5
E06000056 | Central Bedfordshire | 10 | 193.9 | 425.7 | 9 | 467.4 | 413.3 | 2.138% | 839 | 6342 | 310700 | 129100 | 89.5 | 48.2 | 137.7
E06000057 | Northumberland | 126 | 2485.2 | 5456.3 | 172 | 8618.6 | 7620.5 | 3.911% | 13076.8 | 8035.8 | 4843300 | 2011800 | 31.8 | 675.9 | 707.7
E06000058 | Bournemouth, Christchurch and Poole | 0 | 0 | 0 | 0 | 0 | 0 | 0% | 0 | 5788.9 | 0 | 0 | 120 | 0 | 120
E06000059 | Dorset | 20 | 391 | 858.5 | 35 | 1744.4 | 1542.4 | 1.578% | 2400.9 | 7532.1 | 889200 | 369400 | 287.4 | 1.8 | 289.2
E06000060 | Buckinghamshire | 42 | 824.5 | 1810.2 | 79 | 3933.5 | 3478 | 5.374% | 5288.2 | 11758 | 1958600 | 813600 | 136.2 | 3.1 | 139.4
E06000061 | North Northamptonshire | 38 | 762.2 | 1673.4 | 72 | 3605.4 | 3187.9 | 8.22% | 4861.3 | 8229.2 | 1800500 | 747900 | 130.9 | 174.4 | 305.3
E06000062 | West Northamptonshire | 40 | 799.6 | 1755.5 | 89 | 4427.8 | 3915 | 6.897% | 5670.5 | 10357.2 | 2100200 | 872400 | 138.3 | 183.6 | 321.9
E06000063 | Cumberland | 75 | 1488.4 | 3267.8 | 116 | 5824.4 | 5149.9 | 4.324% | 8417.7 | 8399.5 | 3117700 | 1295000 | 63 | 355.6 | 418.6
E06000064 | Westmorland and Furness | 45 | 885.2 | 1943.5 | 71 | 3559.3 | 3147.1 | 2.153% | 5090.6 | 8554.8 | 1885400 | 783200 | 44.1 | 91.4 | 135.5
E06000065 | North Yorkshire | 226 | 4473 | 9820.6 | 295 | 14767 | 13056.9 | 4.693% | 22877.5 | 19322 | 8473100 | 3519600 | 157.2 | 91.3 | 248.5
E06000066 | Somerset | 25 | 499.2 | 1096 | 58 | 2923.5 | 2584.9 | 1.857% | 3680.9 | 13520.3 | 1363300 | 566300 | 444.6 | 9 | 453.6
E07000008 | Cambridge | 0 | 0 | 0 | 0 | 0 | 0 | 0% | 0 | 2295.3 | 0 | 0 | 10.1 | 0 | 10.1
E07000009 | East Cambridgeshire | 23 | 449.4 | 986.7 | 8 | 399.2 | 353 | 4.161% | 1339.7 | 2044.4 | 496200 | 206100 | 145 | 0.2 | 145.3
E07000010 | Fenland | 10 | 206.5 | 453.4 | <1km2 | 13 | 11.5 | 1.921% | 464.9 | 2655.2 | 172200 | 71500 | 33.7 | 214.4 | 248.2
E07000011 | Huntingdonshire | 47 | 933.8 | 2050.2 | 34 | 1705.9 | 1508.4 | 7.036% | 3558.6 | 5040.5 | 1318000 | 547500 | 91.9 | 165.1 | 257
E07000012 | South Cambridgeshire | 36 | 719.9 | 1580.6 | 15 | 771.8 | 682.4 | 4.78% | 2263 | 4574.9 | 838100 | 348200 | 285.4 | 74.4 | 359.8
E07000032 | Amber Valley | 1 | 21.1 | 46.3 | 2 | 101.3 | 89.6 | 0.8288% | 135.9 | 2949.9 | 50300 | 20900 | 8.9 | 1.9 | 10.7
E07000033 | Bolsover | 2 | 40.9 | 89.8 | <1km2 | 43 | 38 | 1.746% | 127.8 | 3212.1 | 47300 | 19700 | 21.1 | 2.8 | 23.9
E07000034 | Chesterfield | <1km2 | 1.3 | 2.9 | <1km2 | 5.5 | 4.9 | 0.3029% | 7.8 | 1965.5 | 2900 | 1200 | 32 | 0 | 32
E07000035 | Derbyshire Dales | 5 | 100.8 | 221.3 | 11 | 533.6 | 471.8 | 1.484% | 693.1 | 2289.8 | 256700 | 106600 | 48.1 | 36.7 | 84.8
E07000036 | Erewash | 0 | 0 | 0 | 0 | 0 | 0 | 0% | 0 | 2290.7 | 0 | 0 | 7.5 | 0 | 7.5
E07000037 | High Peak | 2 | 29 | 63.7 | 4 | 178.8 | 158.1 | 0.7774% | 221.8 | 5712.1 | 82100 | 34100 | 4.6 | 0 | 4.6
E07000038 | North East Derbyshire | <1km2 | 14 | 30.7 | 3 | 156.4 | 138.3 | 1.197% | 169 | 2240.2 | 62600 | 26000 | 34.8 | 1.5 | 36.3
E07000039 | South Derbyshire | 2 | 49.3 | 108.2 | 8 | 389.2 | 344.1 | 2.573% | 452.3 | 2842.9 | 167500 | 69600 | 30.2 | 0.3 | 30.6
E07000040 | East Devon | <1km2 | 16.5 | 36.2 | 4 | 186.2 | 164.6 | 0.5035% | 200.8 | 2748.8 | 74400 | 30900 | 98.4 | 0.5 | 98.9
E07000041 | Exeter | 0 | 0 | 0 | 0 | 0 | 0 | 0% | 0 | 1817.9 | 0 | 0 | 13 | 0 | 13
E07000042 | Mid Devon | 6 | 124.5 | 273.3 | 9 | 453.4 | 400.9 | 1.336% | 674.2 | 2225.8 | 249700 | 103700 | 56.2 | 2.5 | 58.7
E07000043 | North Devon | 11 | 212.8 | 467.2 | 19 | 941.7 | 832.6 | 1.952% | 1299.8 | 2278.5 | 481400 | 200000 | 70.4 | 158.9 | 229.3
E07000044 | South Hams | 3 | 61.3 | 134.6 | 6 | 314.3 | 277.9 | 0.8234% | 412.5 | 2171.2 | 152800 | 63500 | 132.1 | 1.8 | 133.9
E07000045 | Teignbridge | <1km2 | 3.7 | 8.1 | <1km2 | 18.5 | 16.4 | 0.08905% | 24.5 | 3097.6 | 9100 | 3800 | 36.1 | 0.2 | 36.2
E07000046 | Torridge | 12 | 228.4 | 501.5 | 15 | 735.8 | 650.6 | 1.888% | 1152.1 | 1405.1 | 426700 | 177200 | 100.5 | 57.4 | 157.9
E07000047 | West Devon | 6 | 119.9 | 263.2 | 7 | 349.4 | 308.9 | 0.7407% | 572.1 | 1601 | 211900 | 88000 | 17.4 | 36.8 | 54.2
E07000061 | Eastbourne | 0 | 0 | 0 | 0 | 0 | 0 | 0% | 0 | 1303.6 | 0 | 0 | 5.5 | 0 | 5.5
E07000062 | Hastings | 0 | 0 | 0 | 0 | 0 | 0 | 0% | 0 | 1092.3 | 0 | 0 | 4.7 | 0 | 4.7
E07000063 | Lewes | <1km2 | 7.9 | 17.3 | 2 | 79.2 | 70 | 0.582% | 87.3 | 1647 | 32300 | 13400 | 15 | 0 | 15
E07000064 | Rother | 0 | 0 | 0 | <1km2 | 5.1 | 4.5 | 0.01954% | 4.5 | 2153.6 | 1700 | 700 | 11.5 | 0 | 11.5
E07000065 | Wealden | <1km2 | 2.4 | 5.3 | 2 | 81.2 | 71.8 | 0.1916% | 77.1 | 3007.7 | 28600 | 11900 | 83.5 | 0 | 83.5
E07000066 | Basildon | 0 | 0 | 0 | 0 | 0 | 0 | 0% | 0 | 3172.7 | 0 | 0 | 13.6 | 0 | 13.6
E07000067 | Braintree | 14 | 270.6 | 594.1 | 2 | 105.4 | 93.2 | 2.468% | 687.3 | 2976.2 | 254600 | 105700 | 37.3 | 0.1 | 37.4
E07000068 | Brentwood | 0 | 0 | 0 | <1km2 | 9.3 | 8.2 | 0.1306% | 8.2 | 1906.3 | 3000 | 1300 | 3.6 | 0 | 3.6
E07000069 | Castle Point | 0 | 0 | 0 | 0 | 0 | 0 | 0% | 0 | 1265 | 0 | 0 | 3.6 | 0 | 3.6
E07000070 | Chelmsford | 5 | 107.2 | 235.4 | 5 | 232.5 | 205.6 | 2.601% | 441 | 3510.3 | 163300 | 67800 | 12.7 | 0.1 | 12.8
E07000071 | Colchester | 2 | 34.5 | 75.7 | 4 | 223.4 | 197.5 | 1.775% | 273.2 | 3227.5 | 101200 | 42000 | 94.5 | 0.1 | 94.6
E07000072 | Epping Forest | 0 | 0 | 0 | <1km2 | 4.3 | 3.8 | 0.0295% | 3.8 | 3778 | 1400 | 600 | 7.8 | 0 | 7.8
E07000073 | Harlow | 0 | 0 | 0 | 0 | 0 | 0 | 0% | 0 | 1654.8 | 0 | 0 | 3.8 | 0 | 3.8
E07000074 | Maldon | 6 | 126.9 | 278.6 | 25 | 1234 | 1091.1 | 7.462% | 1369.7 | 1149.1 | 507300 | 210700 | 11.4 | 150.2 | 161.6
E07000075 | Rochford | 0 | 0 | 0 | <1km2 | 24.5 | 21.7 | 0.2992% | 21.7 | 1224.8 | 8000 | 3300 | 26.9 | 0 | 26.9
E07000076 | Tendring | 6 | 113.8 | 249.9 | 9 | 468.4 | 414.2 | 4.014% | 664.1 | 2575.4 | 246000 | 102200 | 79.1 | 25.6 | 104.7
E07000077 | Uttlesford | 24 | 468.9 | 1029.5 | 5 | 228.2 | 201.8 | 3.915% | 1231.3 | 2670.9 | 456000 | 189400 | 49.3 | 0 | 49.3
E07000078 | Cheltenham | <1km2 | 2.3 | 5 | <1km2 | 5.7 | 5 | 0.2146% | 10 | 1753.4 | 3700 | 1500 | 6.7 | 0 | 6.7
E07000079 | Cotswold | 5 | 98.3 | 215.8 | 11 | 557.3 | 492.8 | 1.039% | 708.6 | 2474.6 | 262400 | 109000 | 44.5 | 0.5 | 44.9
E07000080 | Forest of Dean | 3 | 65.9 | 144.7 | 9 | 434 | 383.7 | 1.844% | 528.4 | 2145.3 | 195700 | 81300 | 60.7 | 2.4 | 63.1
E07000081 | Gloucester | 0 | 0 | 0 | 0 | 0 | 0 | 0% | 0 | 2080.5 | 0 | 0 | 7.3 | 0 | 7.3
E07000082 | Stroud | 3 | 51.8 | 113.7 | 11 | 536.2 | 474.1 | 2.432% | 587.8 | 3138.5 | 217700 | 90400 | 54.6 | 5.3 | 60
E07000083 | Tewkesbury | 5 | 104.9 | 230.3 | 11 | 529.4 | 468.1 | 2.751% | 698.4 | 2951.6 | 258700 | 107400 | 46.3 | 0 | 46.3
E07000084 | Basingstoke and Deane | 3 | 52.1 | 114.4 | 5 | 269.4 | 238.2 | 0.9151% | 352.6 | 3993 | 130600 | 54200 | 35.6 | 0 | 35.6
E07000085 | East Hampshire | <1km2 | 3.1 | 6.8 | 1 | 52.9 | 46.8 | 0.2138% | 53.6 | 2647 | 19900 | 8200 | 49.9 | 0 | 49.9
E07000086 | Eastleigh | 0 | 0 | 0 | <1km2 | 2.5 | 2.2 | 0% | 2.2 | 2317.8 | 800 | 300 | 22.7 | 0 | 22.7
E07000087 | Fareham | 0 | 0 | 0 | <1km2 | 0.7 | 0.6 | 0% | 0.6 | 1931.9 | 200 | 100 | 30 | 0 | 30
E07000088 | Gosport | 0 | 0 | 0 | 0 | 0 | 0 | 0% | 0 | 924.7 | 0 | 0 | 4.5 | 0 | 4.5
E07000089 | Hart | <1km2 | 2.2 | 4.8 | <1km2 | 30.1 | 26.6 | 0.2787% | 31.4 | 2022 | 11600 | 4800 | 16.7 | 0 | 16.7
E07000090 | Havant | 0 | 0 | 0 | 0 | 0 | 0 | 0% | 0 | 1720.8 | 0 | 0 | 9.8 | 0 | 9.8
E07000091 | New Forest | 0 | 0 | 0 | <1km2 | 15 | 13.3 | 0.03988% | 13.3 | 14916.1 | 4900 | 2000 | 39.9 | 0 | 39.9
E07000092 | Rushmoor | 0 | 0 | 0 | 0 | 0 | 0 | 0% | 0 | 1572.4 | 0 | 0 | 4.1 | 0 | 4.1
E07000093 | Test Valley | 6 | 112.5 | 247 | 15 | 738.9 | 653.3 | 2.565% | 900.3 | 3245.8 | 333400 | 138500 | 179.1 | 0 | 179.2
E07000094 | Winchester | 4 | 70.9 | 155.7 | 8 | 373.1 | 329.9 | 1.21% | 485.6 | 3157.6 | 179900 | 74700 | 94.4 | 0 | 94.4
E07000095 | Broxbourne | 0 | 0 | 0 | 0 | 0 | 0 | 0% | 0 | 1490.4 | 0 | 0 | 3.8 | 0 | 3.8
E07000096 | Dacorum | <1km2 | 4.6 | 10.1 | 1 | 47.9 | 42.4 | 0.4706% | 52.5 | 2821.4 | 19400 | 8100 | 20.3 | 0.1 | 20.3
E07000098 | Hertsmere | 0 | 0 | 0 | 0 | 0 | 0 | 0% | 0 | 2693.3 | 0 | 0 | 13.7 | 0 | 13.7
E07000099 | North Hertfordshire | 10 | 200.8 | 440.9 | 8 | 395.7 | 349.9 | 3.383% | 790.8 | 2586.8 | 292900 | 121700 | 30.8 | 0 | 30.8
E07000102 | Three Rivers | 0 | 0 | 0 | 0 | 0 | 0 | 0% | 0 | 2274.1 | 0 | 0 | 3.1 | 0 | 3.1
E07000103 | Watford | 0 | 0 | 0 | 0 | 0 | 0 | 0% | 0 | 1419 | 0 | 0 | 2.4 | 0 | 2.4
E07000105 | Ashford | 1 | 27.9 | 61.3 | 3 | 161.4 | 142.7 | 0.6545% | 204 | 2686.3 | 75600 | 31400 | 39.3 | 0.1 | 39.4
E07000106 | Canterbury | 1 | 23.9 | 52.5 | <1km2 | 38.1 | 33.7 | 0.5506% | 86.2 | 2567.3 | 31900 | 13300 | 118.5 | 0 | 118.5
E07000107 | Dartford | 0 | 0 | 0 | 0 | 0 | 0 | 0% | 0 | 2531.5 | 0 | 0 | 6.4 | 0 | 6.4
E07000108 | Dover | 2 | 29.7 | 65.2 | <1km2 | 31.2 | 27.6 | 0.5391% | 92.8 | 1994.2 | 34400 | 14300 | 31 | 0.1 | 31.1
E07000109 | Gravesham | 0 | 0 | 0 | 0 | 0 | 0 | 0% | 0 | 1852.4 | 0 | 0 | 6 | 0 | 6
E07000110 | Maidstone | 2 | 43.2 | 94.8 | 3 | 171.3 | 151.5 | 1.017% | 246.3 | 3366.6 | 91200 | 37900 | 24.4 | 0.1 | 24.5
E07000111 | Sevenoaks | 0 | 0 | 0 | 0 | 0 | 0 | 0% | 0 | 3245.6 | 0 | 0 | 7.9 | 0 | 7.9
E07000112 | Folkestone and Hythe | <1km2 | 8.3 | 18.2 | <1km2 | 35.9 | 31.7 | 0.3082% | 49.9 | 1897.5 | 18500 | 7700 | 30.2 | 129.7 | 159.9
E07000113 | Swale | <1km2 | 5.2 | 11.4 | 6 | 314.8 | 278.3 | 1.767% | 289.7 | 3391.5 | 107300 | 44600 | 69.2 | 72.4 | 141.6
E07000114 | Thanet | <1km2 | 1.6 | 3.5 | 0 | 0 | 0 | 0.09652% | 3.5 | 2295.9 | 1300 | 500 | 49.5 | 0 | 49.5
E07000115 | Tonbridge and Malling | 0 | 0 | 0 | 0 | 0 | 0 | 0% | 0 | 2955.7 | 0 | 0 | 18.6 | 0 | 18.6
E07000116 | Tunbridge Wells | <1km2 | 4.3 | 9.4 | <1km2 | 17.9 | 15.8 | 0.1509% | 25.2 | 1993.1 | 9300 | 3900 | 44.1 | 0 | 44.1
E07000117 | Burnley | 5 | 106 | 232.7 | 8 | 420.1 | 371.5 | 8.222% | 604.2 | 1673.6 | 223800 | 93000 | 5 | 71.9 | 76.9
E07000118 | Chorley | 0 | 0 | 0 | <1km2 | 2.4 | 2.1 | 0% | 2.1 | 2716.4 | 800 | 300 | 9.2 | 4.7 | 13.9
E07000119 | Fylde | 2 | 35.6 | 78.2 | 4 | 189.9 | 167.9 | 3.018% | 246.1 | 2100.9 | 91100 | 37900 | 32.7 | 0.2 | 32.9
E07000120 | Hyndburn | <1km2 | 14.8 | 32.5 | 2 | 100.2 | 88.6 | 2.739% | 121.1 | 1772.1 | 44900 | 18600 | 4.8 | 69.5 | 74.2
E07000121 | Lancaster | 2 | 48.2 | 105.8 | 7 | 336.7 | 297.7 | 1.27% | 403.5 | 3154.8 | 149400 | 62100 | 19.1 | 73.9 | 93
E07000122 | Pendle | 5 | 94.7 | 207.9 | 9 | 454.1 | 401.5 | 6.081% | 609.4 | 1688.8 | 225700 | 93800 | 4.7 | 2.3 | 7
E07000123 | Preston | 1 | 24.1 | 52.9 | 4 | 172.8 | 152.8 | 2.53% | 205.7 | 3079.6 | 76200 | 31600 | 15.7 | 0.6 | 16.2
E07000124 | Ribble Valley | 5 | 106.5 | 233.8 | 11 | 556.2 | 491.8 | 2.053% | 725.6 | 2411.8 | 268700 | 111600 | 12.3 | 1.1 | 13.4
E07000125 | Rossendale | 11 | 212.1 | 465.7 | 18 | 913.2 | 807.4 | 14.71% | 1273.1 | 1519.1 | 471500 | 195900 | 4.9 | 306.4 | 311.3
E07000126 | South Ribble | 0 | 0 | 0 | <1km2 | 1.3 | 1.1 | 0% | 1.1 | 2350.5 | 400 | 200 | 10 | 0.1 | 10
E07000127 | West Lancashire | 0 | 0 | 0 | 0 | 0 | 0 | 0% | 0 | 2903.3 | 0 | 0 | 14 | 6.2 | 20.2
E07000128 | Wyre | 4 | 87 | 191 | 5 | 235.4 | 208.1 | 2.977% | 399.1 | 2581.7 | 147800 | 61400 | 17.6 | 20.2 | 37.8
E07000129 | Blaby | 3 | 66.5 | 146 | 8 | 425.4 | 376.1 | 6.898% | 522.1 | 2475.2 | 193400 | 80300 | 11.3 | 1.7 | 13
E07000130 | Charnwood | 5 | 105.1 | 230.7 | 9 | 470.1 | 415.7 | 4.193% | 646.4 | 3811.6 | 239400 | 99400 | 74.6 | 7.8 | 82.4
E07000131 | Harborough | 23 | 453.5 | 995.7 | 43 | 2165.6 | 1914.8 | 7.981% | 2910.5 | 2412.8 | 1078000 | 447800 | 17.4 | 80.5 | 97.9
E07000132 | Hinckley and Bosworth | 8 | 150.3 | 330 | 16 | 815.2 | 720.8 | 6.255% | 1050.8 | 2572.5 | 389200 | 161700 | 46.6 | 7.1 | 53.7
E07000133 | Melton | 32 | 624.9 | 1372 | 48 | 2417.7 | 2137.7 | 11.2% | 3509.7 | 1299.8 | 1299900 | 540000 | 16.8 | 15 | 31.8
E07000134 | North West Leicestershire | 3 | 50.9 | 111.8 | 5 | 263.2 | 232.7 | 2.291% | 344.5 | 4296 | 127600 | 53000 | 55.7 | 6.6 | 62.3
E07000135 | Oadby and Wigston | <1km2 | 1.2 | 2.6 | <1km2 | 28.8 | 25.5 | 2.55% | 28.1 | 830.5 | 10400 | 4300 | 3.3 | 0 | 3.3
E07000136 | Boston | 5 | 95.3 | 209.2 | <1km2 | 17.7 | 15.7 | 1.429% | 224.9 | 1329.6 | 83300 | 34600 | 38.7 | 51.7 | 90.4
E07000137 | East Lindsey | 68 | 1351.3 | 2966.8 | 68 | 3372.8 | 2982.2 | 5.852% | 5949 | 2918.5 | 2203300 | 915200 | 85.3 | 165.6 | 251
E07000138 | Lincoln | 0 | 0 | 0 | <1km2 | 5.7 | 5 | 0.2802% | 5 | 1488.6 | 1900 | 800 | 5.6 | 0 | 5.6
E07000139 | North Kesteven | 49 | 977.5 | 2146.1 | 45 | 2246.6 | 1986.4 | 7.751% | 4132.5 | 2439.9 | 1530600 | 635800 | 85.9 | 2.1 | 88
E07000140 | South Holland | 18 | 363.7 | 798.5 | <1km2 | 4.9 | 4.3 | 2.453% | 802.8 | 2096.1 | 297300 | 123500 | 33.9 | 105.4 | 139.4
E07000141 | South Kesteven | 44 | 879 | 1929.9 | 60 | 2997.2 | 2650.1 | 7.808% | 4580 | 3512.4 | 1696300 | 704600 | 78.9 | 2.3 | 81.2
E07000142 | West Lindsey | 80 | 1593 | 3497.5 | 101 | 5042.3 | 4458.4 | 10.36% | 7955.9 | 2115.5 | 2946600 | 1224000 | 42.4 | 7.1 | 49.6
E07000143 | Breckland | 23 | 452.2 | 992.8 | 38 | 1900.9 | 1680.8 | 3.394% | 2673.6 | 2943.1 | 990200 | 411300 | 82.3 | 50.2 | 132.6
E07000144 | Broadland | 4 | 85 | 186.6 | 5 | 230.1 | 203.5 | 1.286% | 390.1 | 2730.4 | 144500 | 60000 | 44.9 | 9.9 | 54.7
E07000145 | Great Yarmouth | <1km2 | 11.8 | 25.9 | <1km2 | 12.5 | 11.1 | 0.5163% | 37 | 1407.4 | 13700 | 5700 | 19.1 | 8.6 | 27.7
E07000146 | King's Lynn and West Norfolk | 39 | 777.8 | 1707.7 | 28 | 1406.9 | 1244 | 3.598% | 2951.7 | 3371.1 | 1093200 | 454100 | 109.3 | 60.9 | 170.2
E07000147 | North Norfolk | 14 | 271 | 595 | 18 | 899.7 | 795.5 | 2.47% | 1390.5 | 2118.8 | 515000 | 213900 | 187.1 | 0.5 | 187.6
E07000148 | Norwich | 0 | 0 | 0 | 0 | 0 | 0 | 0% | 0 | 2105.8 | 0 | 0 | 8.1 | 0 | 8.1
E07000149 | South Norfolk | 20 | 400 | 878.2 | 31 | 1539.3 | 1361 | 3.79% | 2239.2 | 3037.4 | 829300 | 344500 | 73.2 | 1 | 74.2
E07000170 | Ashfield | <1km2 | 5.7 | 12.5 | <1km2 | 24.5 | 21.7 | 0.6389% | 34.2 | 2471.3 | 12700 | 5300 | 12.9 | 1.4 | 14.3
E07000171 | Bassetlaw | 33 | 649.3 | 1425.6 | 42 | 2098.9 | 1855.8 | 8.357% | 3281.4 | 3202 | 1215300 | 504800 | 156.1 | 8.9 | 165
E07000172 | Broxtowe | 0 | 0 | 0 | 0 | 0 | 0 | 0% | 0 | 2604.4 | 0 | 0 | 6.5 | 0 | 6.5
E07000173 | Gedling | 0 | 0 | 0 | 0 | 0 | 0 | 0% | 0 | 1995.1 | 0 | 0 | 13.2 | 7.8 | 21
E07000174 | Mansfield | 2 | 30.5 | 67 | 2 | 85.3 | 75.4 | 2.477% | 142.4 | 1777 | 52700 | 21900 | 50.5 | 0 | 50.5
E07000175 | Newark and Sherwood | 20 | 385.2 | 845.7 | 33 | 1647.9 | 1457.1 | 5.588% | 2302.8 | 3680.9 | 852900 | 354300 | 67 | 92 | 159
E07000176 | Rushcliffe | 9 | 182.9 | 401.6 | 16 | 786.2 | 695.2 | 4.496% | 1096.8 | 2824.9 | 406200 | 168700 | 58 | 0.1 | 58
E07000177 | Cherwell | 15 | 289 | 634.5 | 24 | 1200.9 | 1061.8 | 4.773% | 1696.3 | 5123 | 628300 | 261000 | 109.6 | 0 | 109.6
E07000178 | Oxford | 0 | 0 | 0 | 0 | 0 | 0 | 0% | 0 | 2788.5 | 0 | 0 | 9.7 | 0 | 9.7
E07000179 | South Oxfordshire | 5 | 95.5 | 209.7 | 6 | 275.3 | 243.4 | 1.15% | 453.1 | 3383.7 | 167800 | 69700 | 43.2 | 0 | 43.2
E07000180 | Vale of White Horse | 12 | 238.5 | 523.6 | 18 | 923.4 | 816.5 | 3.612% | 1340.1 | 3225.1 | 496300 | 206200 | 149.9 | 6.9 | 156.9
E07000181 | West Oxfordshire | 7 | 132.5 | 290.9 | 13 | 654.5 | 578.7 | 2.17% | 869.6 | 2501.5 | 322100 | 133800 | 80.7 | 0 | 80.7
E07000192 | Cannock Chase | 0 | 0 | 0 | 0 | 0 | 0 | 0% | 0 | 1551.3 | 0 | 0 | 6.1 | 0 | 6.1
E07000193 | East Staffordshire | 5 | 98.8 | 216.9 | 14 | 690.6 | 610.6 | 3.795% | 827.5 | 2949.3 | 306500 | 127300 | 50.1 | 1.7 | 51.8
E07000194 | Lichfield | 6 | 127.1 | 279.1 | 9 | 453.6 | 401.1 | 3.2% | 680.2 | 2587.9 | 251900 | 104600 | 10.7 | 3.9 | 14.6
E07000195 | Newcastle-under-Lyme | <1km2 | 3.3 | 7.2 | 1 | 49.9 | 44.1 | 0.5214% | 51.3 | 3080.4 | 19000 | 7900 | 11 | 3.3 | 14.3
E07000196 | South Staffordshire | 3 | 51.4 | 112.9 | 4 | 196.9 | 174.1 | 1.129% | 287 | 3426.6 | 106300 | 44200 | 17.2 | 8.3 | 25.5
E07000197 | Stafford | 10 | 199.8 | 438.7 | 17 | 854.6 | 755.6 | 3.41% | 1194.3 | 3624.8 | 442300 | 183700 | 12.2 | 4.1 | 16.3
E07000198 | Staffordshire Moorlands | 3 | 59.3 | 130.2 | 6 | 302.6 | 267.6 | 1.216% | 397.8 | 3369 | 147300 | 61200 | 29.2 | 2.5 | 31.7
E07000199 | Tamworth | 0 | 0 | 0 | <1km2 | 4.2 | 3.7 | 0.3241% | 3.7 | 1066.2 | 1400 | 600 | 4.1 | 0 | 4.1
E07000200 | Babergh | 14 | 266.4 | 584.9 | 13 | 633.6 | 560.2 | 3.293% | 1145.1 | 2176.4 | 424100 | 176200 | 13.8 | 0.1 | 13.9
E07000202 | Ipswich | 0 | 0 | 0 | <1km2 | 0.9 | 0.8 | 0% | 0.8 | 1806.2 | 300 | 100 | 10.6 | 0 | 10.6
E07000203 | Mid Suffolk | 33 | 661.1 | 1451.5 | 49 | 2448.6 | 2165 | 6.463% | 3616.5 | 2405.7 | 1339400 | 556400 | 31.8 | 23.3 | 55.1
E07000207 | Elmbridge | 0 | 0 | 0 | 0 | 0 | 0 | 0% | 0 | 2744.8 | 0 | 0 | 11.6 | 0 | 11.6
E07000208 | Epsom and Ewell | 0 | 0 | 0 | 0 | 0 | 0 | 0% | 0 | 1053.8 | 0 | 0 | 2.5 | 0 | 2.5
E07000209 | Guildford | 0 | 0 | 0 | <1km2 | 2.5 | 2.2 | 0.03691% | 2.2 | 3180.8 | 800 | 300 | 9 | 0 | 9
E07000210 | Mole Valley | 0 | 0 | 0 | 0 | 0 | 0 | 0% | 0 | 2259.5 | 0 | 0 | 6 | 0 | 6
E07000211 | Reigate and Banstead | 0 | 0 | 0 | 0 | 0 | 0 | 0% | 0 | 2920.8 | 0 | 0 | 7.8 | 0 | 7.8
E07000212 | Runnymede | 0 | 0 | 0 | 0 | 0 | 0 | 0% | 0 | 2367.5 | 0 | 0 | 5.4 | 0 | 5.4
E07000213 | Spelthorne | 0 | 0 | 0 | 0 | 0 | 0 | 0% | 0 | 1710.6 | 0 | 0 | 5.9 | 0 | 5.9
E07000214 | Surrey Heath | 0 | 0 | 0 | 0 | 0 | 0 | 0% | 0 | 2156.5 | 0 | 0 | 4 | 0 | 4
E07000215 | Tandridge | 0 | 0 | 0 | 0 | 0 | 0 | 0% | 0 | 2311.1 | 0 | 0 | 5.7 | 0 | 5.7
E07000216 | Waverley | 0 | 0 | 0 | <1km2 | 2.2 | 1.9 | 0% | 1.9 | 2400.8 | 700 | 300 | 10.6 | 0 | 10.6
E07000217 | Woking | 0 | 0 | 0 | 0 | 0 | 0 | 0% | 0 | 1864.5 | 0 | 0 | 6.8 | 0 | 6.8
E07000218 | North Warwickshire | 3 | 55.2 | 121.2 | 4 | 203.4 | 179.8 | 1.724% | 301 | 3467.8 | 111500 | 46300 | 26.3 | 0 | 26.3
E07000219 | Nuneaton and Bedworth | <1km2 | 2.2 | 4.8 | <1km2 | 18.9 | 16.7 | 0.5066% | 21.5 | 2038.9 | 8000 | 3300 | 5.4 | 0 | 5.4
E07000220 | Rugby | 7 | 136.2 | 299 | 11 | 551.1 | 487.3 | 3.451% | 786.3 | 4957.4 | 291200 | 121000 | 14.9 | 0 | 15
E07000221 | Stratford-on-Avon | 25 | 495 | 1086.8 | 47 | 2337.2 | 2066.5 | 5.195% | 3153.3 | 3879.9 | 1167900 | 485100 | 90.4 | 0.1 | 90.5
E07000222 | Warwick | 2 | 36.5 | 80.1 | 4 | 203.7 | 180.1 | 1.555% | 260.2 | 3387.1 | 96400 | 40000 | 24 | 0 | 24
E07000223 | Adur | <1km2 | 1 | 2.2 | 0 | 0 | 0 | 0.2377% | 2.2 | 916.9 | 800 | 300 | 3.6 | 0 | 3.6
E07000224 | Arun | <1km2 | 13.5 | 29.6 | <1km2 | 4.9 | 4.3 | 0.362% | 33.9 | 2411.4 | 12600 | 5200 | 66.4 | 0 | 66.4
E07000225 | Chichester | <1km2 | 18.5 | 40.6 | <1km2 | 38.5 | 34 | 0.2162% | 74.6 | 3070.3 | 27600 | 11500 | 71.9 | 0 | 71.9
E07000226 | Crawley | 0 | 0 | 0 | <1km2 | 5.6 | 5 | 0.2224% | 5 | 2179.5 | 1900 | 800 | 6.2 | 0 | 6.2
E07000227 | Horsham | <1km2 | 18.3 | 40.2 | 2 | 115.2 | 101.9 | 0.4715% | 142.1 | 2782 | 52600 | 21900 | 57.7 | 0 | 57.7
E07000228 | Mid Sussex | 0 | 0 | 0 | <1km2 | 16.2 | 14.3 | 0.08981% | 14.3 | 2792.5 | 5300 | 2200 | 28.2 | 0.1 | 28.3
E07000229 | Worthing | 0 | 0 | 0 | 0 | 0 | 0 | 0% | 0 | 1335.2 | 0 | 0 | 4.8 | 0 | 4.8
E07000234 | Bromsgrove | 0 | 0 | 0 | 0 | 0 | 0 | 0% | 0 | 2652.1 | 0 | 0 | 6.1 | 0 | 6.1
E07000235 | Malvern Hills | 4 | 76.1 | 167.1 | 7 | 365.1 | 322.8 | 1.386% | 489.9 | 2048.1 | 181400 | 75400 | 13.1 | 0 | 13.1
E07000236 | Redditch | <1km2 | 1.2 | 2.6 | <1km2 | 4.8 | 4.2 | 0.3687% | 6.8 | 1364.1 | 2500 | 1000 | 4.8 | 0 | 4.8
E07000237 | Worcester | 0 | 0 | 0 | 0 | 0 | 0 | 0% | 0 | 1472.4 | 0 | 0 | 7.2 | 0 | 7.2
E07000238 | Wychavon | 12 | 237.9 | 522.3 | 23 | 1132.1 | 1001 | 3.949% | 1523.3 | 4061.4 | 564200 | 234400 | 115.2 | 1.7 | 116.9
E07000239 | Wyre Forest | 0 | 0 | 0 | <1km2 | 0.9 | 0.8 | 0% | 0.8 | 1653.2 | 300 | 100 | 6.9 | 0 | 6.9
E07000240 | St Albans | 0 | 0 | 0 | 0 | 0 | 0 | 0% | 0 | 3633.5 | 0 | 0 | 6 | 0.1 | 6.1
E07000241 | Welwyn Hatfield | 0 | 0 | 0 | 0 | 0 | 0 | 0% | 0 | 2752.7 | 0 | 0 | 5.8 | 0 | 5.8
E07000242 | East Hertfordshire | 8 | 162.5 | 356.8 | 2 | 111.6 | 98.7 | 1.955% | 455.5 | 2916.7 | 168700 | 70100 | 13.3 | 0.1 | 13.4
E07000243 | Stevenage | <1km2 | 0.3 | 0.7 | <1km2 | 1.5 | 1.3 | 0% | 2 | 1563.9 | 700 | 300 | 3.7 | 0 | 3.7
E07000244 | East Suffolk | 21 | 420.1 | 922.3 | 29 | 1462.7 | 1293.3 | 2.72% | 2215.6 | 5645.1 | 820600 | 340900 | 131.5 | 34.4 | 165.9
E07000245 | West Suffolk | 28 | 545.6 | 1197.9 | 16 | 807.7 | 714.2 | 3.489% | 1912.1 | 4428.8 | 708200 | 294200 | 150.9 | 1.1 | 152
E08000001 | Bolton | 0 | 0 | 0 | <1km2 | 1.5 | 1.3 | 0% | 1.3 | 5010.8 | 500 | 200 | 19.2 | 0 | 19.2
E08000002 | Bury | 0 | 0 | 0 | 0 | 0 | 0 | 0% | 0 | 3591.5 | 0 | 0 | 6.3 | 0.6 | 6.9
E08000003 | Manchester | 0 | 0 | 0 | 0 | 0 | 0 | 0% | 0 | 8554.2 | 0 | 0 | 22.6 | 0 | 22.6
E08000004 | Oldham | 0 | 0 | 0 | <1km2 | 3.4 | 3 | 0.07025% | 3 | 3641.2 | 1100 | 500 | 10.1 | 0.3 | 10.4
E08000005 | Rochdale | 0 | 0 | 0 | 0 | 0 | 0 | 0% | 0 | 4101 | 0 | 0 | 12.2 | 2.5 | 14.8
E08000006 | Salford | 0 | 0 | 0 | <1km2 | 3 | 2.7 | 0.1029% | 2.7 | 5000.9 | 1000 | 400 | 11.4 | 0 | 11.4
E08000007 | Stockport | 0 | 0 | 0 | 0 | 0 | 0 | 0% | 0 | 4938.1 | 0 | 0 | 15.7 | 0 | 15.7
E08000008 | Tameside | 0 | 0 | 0 | 0 | 0 | 0 | 0% | 0 | 3577.7 | 0 | 0 | 16.8 | 0 | 16.8
E08000009 | Trafford | 0 | 0 | 0 | 0 | 0 | 0 | 0% | 0 | 5997.5 | 0 | 0 | 9.5 | 0 | 9.5
E08000010 | Wigan | 0 | 0 | 0 | <1km2 | 0.1 | 0.1 | 0% | 0.1 | 5468.6 | 0 | 0 | 20.7 | 0.1 | 20.8
E08000011 | Knowsley | 0 | 0 | 0 | <1km2 | 4.9 | 4.3 | 0.1156% | 4.3 | 3458.5 | 1600 | 700 | 10.6 | 1 | 11.6
E08000012 | Liverpool | 0 | 0 | 0 | 0 | 0 | 0 | 0% | 0 | 7636.3 | 0 | 0 | 17 | 1.2 | 18.2
E08000013 | St. Helens | <1km2 | 1.1 | 2.4 | <1km2 | 20.1 | 17.8 | 0.3667% | 20.2 | 4146.4 | 7500 | 3100 | 9.6 | 2.1 | 11.7
E08000014 | Sefton | 0 | 0 | 0 | 0 | 0 | 0 | 0% | 0 | 4678.6 | 0 | 0 | 9 | 28.7 | 37.7
E08000015 | Wirral | 0 | 0 | 0 | 0 | 0 | 0 | 0% | 0 | 5144.7 | 0 | 0 | 10.4 | 0.2 | 10.6
E08000016 | Barnsley | <1km2 | 1.2 | 2.6 | <1km2 | 7.3 | 6.5 | 0.06078% | 9.1 | 5243.9 | 3400 | 1400 | 20 | 70.8 | 90.8
E08000017 | Doncaster | 7 | 139 | 305.2 | 14 | 698.2 | 617.3 | 2.782% | 922.5 | 7700.9 | 341700 | 141900 | 40.5 | 137.1 | 177.5
E08000018 | Rotherham | 0 | 0 | 0 | <1km2 | 4.3 | 3.8 | 0.0349% | 3.8 | 5767.4 | 1400 | 600 | 19.6 | 42.9 | 62.5
E08000019 | Sheffield | 0 | 0 | 0 | 0 | 0 | 0 | 0% | 0 | 9450 | 0 | 0 | 25.8 | 0.1 | 26
E08000021 | Newcastle upon Tyne | <1km2 | 1.3 | 2.9 | <1km2 | 8.1 | 7.2 | 0.1763% | 10.1 | 5244.4 | 3700 | 1600 | 11.7 | 0 | 11.7
E08000022 | North Tyneside | 0 | 0 | 0 | <1km2 | 33.6 | 29.7 | 0.8505% | 29.7 | 3696.6 | 11000 | 4600 | 12.2 | 0 | 12.2
E08000023 | South Tyneside | 0 | 0 | 0 | <1km2 | 3.4 | 3 | 0.1552% | 3 | 2123.6 | 1100 | 500 | 8.6 | 0.8 | 9.4
E08000024 | Sunderland | <1km2 | 13.4 | 29.4 | 2 | 95.3 | 84.3 | 1.455% | 113.7 | 5074.1 | 42100 | 17500 | 26.7 | 31.1 | 57.8
E08000025 | Birmingham | 0 | 0 | 0 | <1km2 | 5.8 | 5.1 | 0.03734% | 5.1 | 17584.7 | 1900 | 800 | 30.4 | 0 | 30.4
E08000026 | Coventry | <1km2 | 2.2 | 4.8 | <1km2 | 28.4 | 25.1 | 0.6083% | 29.9 | 5411.7 | 11100 | 4600 | 11.8 | 0 | 11.8
E08000027 | Dudley | 0 | 0 | 0 | 0 | 0 | 0 | 0% | 0 | 4869.6 | 0 | 0 | 11.8 | 0 | 11.8
E08000028 | Sandwell | 0 | 0 | 0 | 0 | 0 | 0 | 0% | 0 | 5922.6 | 0 | 0 | 11.3 | 0 | 11.3
E08000029 | Solihull | 0 | 0 | 0 | 0 | 0 | 0 | 0% | 0 | 4835 | 0 | 0 | 8.4 | 0 | 8.4
E08000030 | Walsall | 0 | 0 | 0 | 0 | 0 | 0 | 0% | 0 | 4537.9 | 0 | 0 | 9 | 0 | 9
E08000031 | Wolverhampton | 0 | 0 | 0 | 0 | 0 | 0 | 0% | 0 | 4106.3 | 0 | 0 | 16.5 | 0 | 16.5
E08000032 | Bradford | <1km2 | 8.4 | 18.4 | <1km2 | 37.8 | 33.4 | 0.2183% | 51.8 | 9063 | 19200 | 8000 | 20.3 | 5.3 | 25.6
E08000033 | Calderdale | 3 | 53.7 | 117.9 | 7 | 357.9 | 316.5 | 2.171% | 434.4 | 4169.5 | 160900 | 66800 | 10.2 | 151.8 | 162
E08000034 | Kirklees | <1km2 | 4.2 | 9.2 | <1km2 | 13.3 | 11.8 | 0.07343% | 21 | 8045.4 | 7800 | 3200 | 22.8 | 5.8 | 28.7
E08000035 | Leeds | <1km2 | 5.6 | 12.3 | <1km2 | 9.1 | 8 | 0.09063% | 20.3 | 15607.5 | 7500 | 3100 | 40.1 | 31.2 | 71.3
E08000036 | Wakefield | 0 | 0 | 0 | 0 | 0 | 0 | 0% | 0 | 8134.4 | 0 | 0 | 26.6 | 2.7 | 29.4
E08000037 | Gateshead | 0 | 0 | 0 | 0 | 0 | 0 | 0% | 0 | 4284.6 | 0 | 0 | 8.9 | 0 | 8.9
E09000001 | City of London | 0 | 0 | 0 | 0 | 0 | 0 | 0% | 0 | 2551.1 | 0 | 0 | 0.6 | 0 | 0.6
E09000002 | Barking and Dagenham | 0 | 0 | 0 | <1km2 | 8.2 | 7.3 | 0.554% | 7.3 | 2304.4 | 2700 | 1100 | 6.7 | 0 | 6.7
E09000003 | Barnet | 0 | 0 | 0 | 0 | 0 | 0 | 0% | 0 | 5295.2 | 0 | 0 | 7 | 0 | 7
E09000004 | Bexley | 0 | 0 | 0 | 0 | 0 | 0 | 0% | 0 | 3558.8 | 0 | 0 | 8.2 | 0 | 8.2
E09000005 | Brent | 0 | 0 | 0 | 0 | 0 | 0 | 0% | 0 | 4431.3 | 0 | 0 | 5.9 | 0 | 5.9
E09000006 | Bromley | 0 | 0 | 0 | 0 | 0 | 0 | 0% | 0 | 4540.7 | 0 | 0 | 8 | 0 | 8
E09000007 | Camden | 0 | 0 | 0 | 0 | 0 | 0 | 0% | 0 | 4485.3 | 0 | 0 | 4 | 0 | 4
E09000008 | Croydon | 0 | 0 | 0 | 0 | 0 | 0 | 0% | 0 | 4986.8 | 0 | 0 | 10.7 | 0 | 10.7
E09000009 | Ealing | 0 | 0 | 0 | 0 | 0 | 0 | 0% | 0 | 5002.2 | 0 | 0 | 9.4 | 0 | 9.4
E09000010 | Enfield | 0 | 0 | 0 | 0 | 0 | 0 | 0% | 0 | 4724.7 | 0 | 0 | 7.7 | 0 | 7.7
E09000011 | Greenwich | 0 | 0 | 0 | 0 | 0 | 0 | 0% | 0 | 3577.3 | 0 | 0 | 7.8 | 0 | 7.8
E09000012 | Hackney | 0 | 0 | 0 | 0 | 0 | 0 | 0% | 0 | 2718.1 | 0 | 0 | 5.2 | 0 | 5.2
E09000013 | Hammersmith and Fulham | 0 | 0 | 0 | 0 | 0 | 0 | 0% | 0 | 2831.6 | 0 | 0 | 1.7 | 0 | 1.7
E09000014 | Haringey | 0 | 0 | 0 | 0 | 0 | 0 | 0% | 0 | 2968.4 | 0 | 0 | 4.1 | 0 | 4.1
E09000015 | Harrow | 0 | 0 | 0 | 0 | 0 | 0 | 0% | 0 | 2809.4 | 0 | 0 | 4.9 | 0 | 4.9
E09000016 | Havering | 0 | 0 | 0 | <1km2 | 18.4 | 16.3 | 0.3561% | 16.3 | 4046.7 | 6000 | 2500 | 11.1 | 7.2 | 18.4
E09000017 | Hillingdon | 0 | 0 | 0 | 0 | 0 | 0 | 0% | 0 | 5802.2 | 0 | 0 | 7.4 | 0 | 7.5
E09000018 | Hounslow | 0 | 0 | 0 | 0 | 0 | 0 | 0% | 0 | 4197.6 | 0 | 0 | 9.4 | 0.2 | 9.6
E09000019 | Islington | 0 | 0 | 0 | 0 | 0 | 0 | 0% | 0 | 2901 | 0 | 0 | 4 | 0 | 4
E09000020 | Kensington and Chelsea | 0 | 0 | 0 | 0 | 0 | 0 | 0% | 0 | 3393.8 | 0 | 0 | 1.1 | 0 | 1.1
E09000021 | Kingston upon Thames | 0 | 0 | 0 | 0 | 0 | 0 | 0% | 0 | 2503 | 0 | 0 | 3.9 | 0 | 3.9
E09000022 | Lambeth | 0 | 0 | 0 | 0 | 0 | 0 | 0% | 0 | 4027.5 | 0 | 0 | 4.5 | 0 | 4.5
E09000023 | Lewisham | 0 | 0 | 0 | 0 | 0 | 0 | 0% | 0 | 3113.4 | 0 | 0 | 5.5 | 0 | 5.5
E09000024 | Merton | 0 | 0 | 0 | 0 | 0 | 0 | 0% | 0 | 2719.2 | 0 | 0 | 6 | 0 | 6
E09000025 | Newham | 0 | 0 | 0 | 0 | 0 | 0 | 0% | 0 | 4356.7 | 0 | 0 | 5.2 | 3.4 | 8.5
E09000026 | Redbridge | 0 | 0 | 0 | 0 | 0 | 0 | 0% | 0 | 3378.8 | 0 | 0 | 4.7 | 0 | 4.7
E09000027 | Richmond upon Thames | 0 | 0 | 0 | 0 | 0 | 0 | 0% | 0 | 2793.4 | 0 | 0 | 4.4 | 0 | 4.4
E09000028 | Southwark | 0 | 0 | 0 | 0 | 0 | 0 | 0% | 0 | 4060.2 | 0 | 0 | 6.5 | 0 | 6.5
E09000029 | Sutton | 0 | 0 | 0 | <1km2 | 2.5 | 2.2 | 0% | 2.2 | 2621 | 800 | 300 | 6 | 0 | 6
E09000030 | Tower Hamlets | 0 | 0 | 0 | 0 | 0 | 0 | 0% | 0 | 4981.3 | 0 | 0 | 4.8 | 0 | 4.8
E09000031 | Waltham Forest | 0 | 0 | 0 | 0 | 0 | 0 | 0% | 0 | 2855.1 | 0 | 0 | 7.5 | 0 | 7.5
E09000032 | Wandsworth | 0 | 0 | 0 | 0 | 0 | 0 | 0% | 0 | 3875.7 | 0 | 0 | 4.5 | 0 | 4.5
E09000033 | Westminster | 0 | 0 | 0 | 0 | 0 | 0 | 0% | 0 | 7484.5 | 0 | 0 | 3 | 0 | 3

## County-within-substations
Onshore renewable energy potential, by county/tier 2 local authorities: Areas within 5km of electricity substations
Compares with data on existing total energy consumption, existing onshore wind and solar PV generation, and an estimation of homes that could be powered by new renewable installations
county_code | County | Onshore wind all: Land area (km2) | Onshore wind all: Capacity (MW) | Onshore wind all: Generation (GWh) | Solar PV all: Land area (km2) | Solar PV all: Capacity (MW) | Solar PV all: Generation (GWh) | Total area (%) | Total generation potential (GWh) | Total energy consumption (GWh) | Number of homes powered | Number of homes powered and electrically heated (assuming heatpumps) | Current generation: solar PV (GWh) | Current generation: onshore wind (GWh) | Current generation: solar PV + onshore wind (GWh)
E06000001 | Hartlepool | <1km2 | 0.1 | 0.2 | <1km2 | 3.3 | 2.9 | 0.1067% | 3.1 | 2335.1 | 1100 | 500 | 15.9 | 39 | 54.9
E06000002 | Middlesbrough | 0 | 0 | 0 | <1km2 | 3.6 | 3.2 | 0.1856% | 3.2 | 2520.6 | 1200 | 500 | 6.9 | 0.2 | 7.1
E06000003 | Redcar and Cleveland | 2 | 33.2 | 72.9 | 5 | 268.2 | 237.1 | 2.407% | 310 | 3530.1 | 114800 | 47700 | 13.3 | 5.5 | 18.7
E06000004 | Stockton-on-Tees | 2 | 45.6 | 100.1 | 9 | 466.2 | 412.2 | 4.782% | 512.3 | 4796 | 189700 | 78800 | 21.4 | 51.4 | 72.8
E06000005 | Darlington | 7 | 137.7 | 302.3 | 17 | 856.1 | 757 | 8.963% | 1059.3 | 2351.1 | 392300 | 163000 | 16.6 | 36.8 | 53.4
E06000006 | Halton | 0 | 0 | 0 | 0 | 0 | 0 | 0% | 0 | 3092.3 | 0 | 0 | 7.1 | 0 | 7.2
E06000007 | Warrington | 0 | 0 | 0 | 0 | 0 | 0 | 0% | 0 | 5744.3 | 0 | 0 | 18 | 1.1 | 19.1
E06000008 | Blackburn with Darwen | <1km2 | 1.7 | 3.7 | <1km2 | 29.9 | 26.4 | 0.4379% | 30.1 | 2538.2 | 11100 | 4600 | 8.5 | 0.4 | 8.9
E06000009 | Blackpool | 0 | 0 | 0 | 0 | 0 | 0 | 0% | 0 | 2242.2 | 0 | 0 | 4.2 | 0 | 4.2
E06000010 | Kingston upon Hull, City of | 0 | 0 | 0 | <1km2 | 10.2 | 9 | 0.2794% | 9 | 5027.1 | 3300 | 1400 | 26 | 0.1 | 26.1
E06000011 | East Riding of Yorkshire | 115 | 2278.3 | 5002.1 | 98 | 4910.2 | 4341.6 | 7.223% | 9343.7 | 9802.5 | 3460600 | 1437500 | 63.6 | 737.5 | 801.1
E06000012 | North East Lincolnshire | 3 | 61.3 | 134.6 | 6 | 323.2 | 285.8 | 3.738% | 420.4 | 4394 | 155700 | 64700 | 30.2 | 2.9 | 33.1
E06000013 | North Lincolnshire | 36 | 706 | 1550 | 22 | 1083.2 | 957.8 | 5.694% | 2507.8 | 22139 | 928800 | 385800 | 71.4 | 301.7 | 373.1
E06000014 | York | <1km2 | 1.9 | 4.2 | <1km2 | 12.4 | 11 | 0.1103% | 15.2 | 3605.2 | 5600 | 2300 | 12.7 | 0.1 | 12.8
E06000015 | Derby | <1km2 | 0.5 | 1.1 | <1km2 | 6.4 | 5.7 | 0.1282% | 6.8 | 4758.5 | 2500 | 1000 | 15 | 10.1 | 25.1
E06000016 | Leicester | 0 | 0 | 0 | <1km2 | 2.4 | 2.1 | 0% | 2.1 | 5909.4 | 800 | 300 | 19 | 0 | 19.1
E06000017 | Rutland | 13 | 265.8 | 583.6 | 20 | 991.5 | 876.7 | 5.587% | 1460.3 | 3030 | 540900 | 224700 | 21.9 | 0.2 | 22.1
E06000018 | Nottingham | 0 | 0 | 0 | 0 | 0 | 0 | 0% | 0 | 5130.8 | 0 | 0 | 23 | 0 | 23
E06000019 | Herefordshire, County of | 15 | 299.2 | 656.9 | 12 | 615.5 | 544.2 | 1.083% | 1201.1 | 4686.4 | 444900 | 184800 | 53.4 | 0.5 | 54
E06000020 | Telford and Wrekin | 5 | 94.5 | 207.5 | 2 | 102.5 | 90.6 | 2.067% | 298.1 | 3727.1 | 110400 | 45900 | 39.1 | 0.1 | 39.2
E06000021 | Stoke-on-Trent | <1km2 | 1.2 | 2.6 | <1km2 | 10.3 | 9.1 | 0.321% | 11.7 | 4569.1 | 4300 | 1800 | 25.4 | 0 | 25.4
E06000022 | Bath and North East Somerset | <1km2 | 11 | 24.2 | <1km2 | 42.5 | 37.6 | 0.3133% | 61.8 | 3005.2 | 22900 | 9500 | 19.6 | 0.2 | 19.9
E06000023 | Bristol, City of | 0 | 0 | 0 | <1km2 | 2.2 | 1.9 | 0% | 1.9 | 6620.6 | 700 | 300 | 32 | 82.3 | 114.3
E06000024 | North Somerset | 0 | 0 | 0 | <1km2 | 20.7 | 18.3 | 0.1068% | 18.3 | 4674 | 6800 | 2800 | 75 | 0.1 | 75.1
E06000025 | South Gloucestershire | 2 | 36.8 | 80.8 | 5 | 237.7 | 210.2 | 1.006% | 291 | 6965.4 | 107800 | 44800 | 94.4 | 11.6 | 105.9
E06000026 | Plymouth | 0 | 0 | 0 | 0 | 0 | 0 | 0% | 0 | 3992.8 | 0 | 0 | 28.2 | 0 | 28.2
E06000027 | Torbay | 0 | 0 | 0 | 0 | 0 | 0 | 0% | 0 | 1933.6 | 0 | 0 | 8.2 | 0 | 8.2
E06000030 | Swindon | 4 | 79 | 173.4 | 6 | 298 | 263.5 | 2.912% | 436.9 | 4173.5 | 161800 | 67200 | 184.4 | 0 | 184.4
E06000031 | Peterborough | 3 | 52.9 | 116.1 | 3 | 165.6 | 146.4 | 1.514% | 262.5 | 4033.4 | 97200 | 40400 | 29.8 | 78 | 107.9
E06000032 | Luton | 0 | 0 | 0 | 0 | 0 | 0 | 0% | 0 | 2809.3 | 0 | 0 | 6.1 | 0 | 6.1
E06000033 | Southend-on-Sea | 0 | 0 | 0 | 0 | 0 | 0 | 0% | 0 | 2419.1 | 0 | 0 | 6 | 0 | 6
E06000034 | Thurrock | 0 | 0 | 0 | <1km2 | 21.1 | 18.7 | 0.2441% | 18.7 | 4186.5 | 6900 | 2900 | 28.6 | 20.2 | 48.7
E06000035 | Medway | <1km2 | 4 | 8.8 | 1 | 71.9 | 63.6 | 0.826% | 72.4 | 3750.5 | 26800 | 11100 | 27 | 0.1 | 27.1
E06000036 | Bracknell Forest | 0 | 0 | 0 | 0 | 0 | 0 | 0% | 0 | 1929 | 0 | 0 | 6.4 | 0 | 6.4
E06000037 | West Berkshire | <1km2 | 2 | 4.4 | <1km2 | 24.5 | 21.7 | 0.08521% | 26.1 | 4633.1 | 9700 | 4000 | 35.7 | 1 | 36.8
E06000038 | Reading | 0 | 0 | 0 | 0 | 0 | 0 | 0% | 0 | 2302.2 | 0 | 0 | 6.8 | 0 | 6.8
E06000039 | Slough | 0 | 0 | 0 | 0 | 0 | 0 | 0% | 0 | 3193.1 | 0 | 0 | 4 | 0 | 4
E06000040 | Windsor and Maidenhead | 0 | 0 | 0 | 0 | 0 | 0 | 0% | 0 | 3146.3 | 0 | 0 | 8.7 | 0 | 8.7
E06000041 | Wokingham | 0 | 0 | 0 | <1km2 | 16.2 | 14.3 | 0.1676% | 14.3 | 2976.7 | 5300 | 2200 | 30.9 | 0 | 30.9
E06000042 | Milton Keynes | 8 | 165.6 | 363.6 | 16 | 776.9 | 686.9 | 5.443% | 1050.5 | 5428 | 389100 | 161600 | 55.7 | 34.3 | 90
E06000043 | Brighton and Hove | 0 | 0 | 0 | 0 | 0 | 0 | 0% | 0 | 3563.9 | 0 | 0 | 13 | 0 | 13
E06000044 | Portsmouth | 0 | 0 | 0 | 0 | 0 | 0 | 0% | 0 | 3242.5 | 0 | 0 | 11.6 | 0 | 11.6
E06000045 | Southampton | 0 | 0 | 0 | 0 | 0 | 0 | 0% | 0 | 3151.5 | 0 | 0 | 11.5 | 0 | 11.5
E06000046 | Isle of Wight | <1km2 | 12.7 | 27.9 | 2 | 103 | 91.1 | 0.5795% | 119 | 2375.2 | 44100 | 18300 | 88.6 | 0 | 88.6
E06000047 | County Durham | 18 | 356.3 | 782.3 | 46 | 2292.4 | 2026.9 | 2.232% | 2809.2 | 10669.6 | 1040400 | 432200 | 53 | 278.7 | 331.7
E06000049 | Cheshire East | 13 | 261.7 | 574.6 | 29 | 1438.3 | 1271.7 | 2.658% | 1846.3 | 10564.3 | 683800 | 284000 | 49.6 | 0.7 | 50.4
E06000050 | Cheshire West and Chester | 8 | 164.6 | 361.4 | 16 | 775.2 | 685.4 | 1.88% | 1046.8 | 17674.2 | 387700 | 161000 | 39.9 | 92.2 | 132.1
E06000051 | Shropshire | 30 | 603.3 | 1324.6 | 51 | 2556.2 | 2260.2 | 1.945% | 3584.8 | 7160.2 | 1327700 | 551500 | 204.1 | 5.4 | 209.5
E06000052 | Cornwall | 30 | 600.9 | 1319.3 | 44 | 2189.8 | 1936.2 | 1.524% | 3255.5 | 11547.5 | 1205700 | 500800 | 577.9 | 311.6 | 889.5
E06000053 | Isles of Scilly | 0 | 0 | 0 | 0 | 0 | 0 | 0% | 0 | 26 | 0 | 0 | 0.2 | 0 | 0.2
E06000054 | Wiltshire | 28 | 547.2 | 1201.4 | 61 | 3029.7 | 2678.8 | 2.098% | 3880.2 | 11470.8 | 1437100 | 597000 | 526.6 | 0.2 | 526.8
E06000055 | Bedford | 14 | 271.4 | 595.9 | 10 | 473.4 | 418.6 | 3.883% | 1014.5 | 3674.1 | 375700 | 156100 | 123.8 | 21.7 | 145.5
E06000056 | Central Bedfordshire | 5 | 98.3 | 215.8 | 6 | 311.5 | 275.4 | 1.202% | 491.2 | 6342 | 181900 | 75600 | 89.5 | 48.2 | 137.7
E06000057 | Northumberland | 11 | 224.4 | 492.7 | 21 | 1034.2 | 914.4 | 0.4551% | 1407.1 | 8035.8 | 521100 | 216500 | 31.8 | 675.9 | 707.7
E06000058 | Bournemouth, Christchurch and Poole | 0 | 0 | 0 | 0 | 0 | 0 | 0% | 0 | 5788.9 | 0 | 0 | 120 | 0 | 120
E06000059 | Dorset | 18 | 366.4 | 804.4 | 33 | 1628.1 | 1439.6 | 1.469% | 2244 | 7532.1 | 831100 | 345200 | 287.4 | 1.8 | 289.2
E06000060 | Buckinghamshire | 28 | 565 | 1240.5 | 60 | 2986.7 | 2640.8 | 3.962% | 3881.3 | 11758 | 1437500 | 597100 | 136.2 | 3.1 | 139.4
E06000061 | North Northamptonshire | 24 | 482.3 | 1058.9 | 50 | 2512.4 | 2221.5 | 5.656% | 3280.4 | 8229.2 | 1215000 | 504700 | 130.9 | 174.4 | 305.3
E06000062 | West Northamptonshire | 30 | 592.4 | 1300.6 | 64 | 3204.5 | 2833.4 | 5.028% | 4134 | 10357.2 | 1531100 | 636000 | 138.3 | 183.6 | 321.9
E09000001 | City of London | 0 | 0 | 0 | 0 | 0 | 0 | 0% | 0 | 2551.1 | 0 | 0 | 0.6 | 0 | 0.6
E09000002 | Barking and Dagenham | 0 | 0 | 0 | <1km2 | 8.2 | 7.3 | 0.554% | 7.3 | 2304.4 | 2700 | 1100 | 6.7 | 0 | 6.7
E09000003 | Barnet | 0 | 0 | 0 | 0 | 0 | 0 | 0% | 0 | 5295.2 | 0 | 0 | 7 | 0 | 7
E09000004 | Bexley | 0 | 0 | 0 | 0 | 0 | 0 | 0% | 0 | 3558.8 | 0 | 0 | 8.2 | 0 | 8.2
E09000005 | Brent | 0 | 0 | 0 | 0 | 0 | 0 | 0% | 0 | 4431.3 | 0 | 0 | 5.9 | 0 | 5.9
E09000006 | Bromley | 0 | 0 | 0 | 0 | 0 | 0 | 0% | 0 | 4540.7 | 0 | 0 | 8 | 0 | 8
E09000007 | Camden | 0 | 0 | 0 | 0 | 0 | 0 | 0% | 0 | 4485.3 | 0 | 0 | 4 | 0 | 4
E09000008 | Croydon | 0 | 0 | 0 | 0 | 0 | 0 | 0% | 0 | 4986.8 | 0 | 0 | 10.7 | 0 | 10.7
E09000009 | Ealing | 0 | 0 | 0 | 0 | 0 | 0 | 0% | 0 | 5002.2 | 0 | 0 | 9.4 | 0 | 9.4
E09000010 | Enfield | 0 | 0 | 0 | 0 | 0 | 0 | 0% | 0 | 4724.7 | 0 | 0 | 7.7 | 0 | 7.7
E09000011 | Greenwich | 0 | 0 | 0 | 0 | 0 | 0 | 0% | 0 | 3577.3 | 0 | 0 | 7.8 | 0 | 7.8
E09000012 | Hackney | 0 | 0 | 0 | 0 | 0 | 0 | 0% | 0 | 2718.1 | 0 | 0 | 5.2 | 0 | 5.2
E09000013 | Hammersmith and Fulham | 0 | 0 | 0 | 0 | 0 | 0 | 0% | 0 | 2831.6 | 0 | 0 | 1.7 | 0 | 1.7
E09000014 | Haringey | 0 | 0 | 0 | 0 | 0 | 0 | 0% | 0 | 2968.4 | 0 | 0 | 4.1 | 0 | 4.1
E09000015 | Harrow | 0 | 0 | 0 | 0 | 0 | 0 | 0% | 0 | 2809.4 | 0 | 0 | 4.9 | 0 | 4.9
E09000016 | Havering | 0 | 0 | 0 | <1km2 | 18.4 | 16.3 | 0.3561% | 16.3 | 4046.7 | 6000 | 2500 | 11.1 | 7.2 | 18.4
E09000017 | Hillingdon | 0 | 0 | 0 | 0 | 0 | 0 | 0% | 0 | 5802.2 | 0 | 0 | 7.4 | 0 | 7.5
E09000018 | Hounslow | 0 | 0 | 0 | 0 | 0 | 0 | 0% | 0 | 4197.6 | 0 | 0 | 9.4 | 0.2 | 9.6
E09000019 | Islington | 0 | 0 | 0 | 0 | 0 | 0 | 0% | 0 | 2901 | 0 | 0 | 4 | 0 | 4
E09000020 | Kensington and Chelsea | 0 | 0 | 0 | 0 | 0 | 0 | 0% | 0 | 3393.8 | 0 | 0 | 1.1 | 0 | 1.1
E09000021 | Kingston upon Thames | 0 | 0 | 0 | 0 | 0 | 0 | 0% | 0 | 2503 | 0 | 0 | 3.9 | 0 | 3.9
E09000022 | Lambeth | 0 | 0 | 0 | 0 | 0 | 0 | 0% | 0 | 4027.5 | 0 | 0 | 4.5 | 0 | 4.5
E09000023 | Lewisham | 0 | 0 | 0 | 0 | 0 | 0 | 0% | 0 | 3113.4 | 0 | 0 | 5.5 | 0 | 5.5
E09000024 | Merton | 0 | 0 | 0 | 0 | 0 | 0 | 0% | 0 | 2719.2 | 0 | 0 | 6 | 0 | 6
E09000025 | Newham | 0 | 0 | 0 | 0 | 0 | 0 | 0% | 0 | 4356.7 | 0 | 0 | 5.2 | 3.4 | 8.5
E09000026 | Redbridge | 0 | 0 | 0 | 0 | 0 | 0 | 0% | 0 | 3378.8 | 0 | 0 | 4.7 | 0 | 4.7
E09000027 | Richmond upon Thames | 0 | 0 | 0 | 0 | 0 | 0 | 0% | 0 | 2793.4 | 0 | 0 | 4.4 | 0 | 4.4
E09000028 | Southwark | 0 | 0 | 0 | 0 | 0 | 0 | 0% | 0 | 4060.2 | 0 | 0 | 6.5 | 0 | 6.5
E09000029 | Sutton | 0 | 0 | 0 | <1km2 | 2.5 | 2.2 | 0% | 2.2 | 2621 | 800 | 300 | 6 | 0 | 6
E09000030 | Tower Hamlets | 0 | 0 | 0 | 0 | 0 | 0 | 0% | 0 | 4981.3 | 0 | 0 | 4.8 | 0 | 4.8
E09000031 | Waltham Forest | 0 | 0 | 0 | 0 | 0 | 0 | 0% | 0 | 2855.1 | 0 | 0 | 7.5 | 0 | 7.5
E09000032 | Wandsworth | 0 | 0 | 0 | 0 | 0 | 0 | 0% | 0 | 3875.7 | 0 | 0 | 4.5 | 0 | 4.5
E09000033 | Westminster | 0 | 0 | 0 | 0 | 0 | 0 | 0% | 0 | 7484.5 | 0 | 0 | 3 | 0 | 3
E10000003 | Cambridgeshire | 80 | 1580.8 | 3470.7 | 33 | 1649.7 | 1458.7 | 3.093% | 4929.4 | 16610.1 | 1825700 | 758400 | 566.1 | 454.2 | 1020.3
E10000006 | Cumbria | 79 | 1573.1 | 3453.8 | 126 | 6309.6 | 5578.9 | 2.071% | 9032.7 | 16954.3 | 3345400 | 1389600 | 107.1 | 447 | 554
E10000007 | Derbyshire | 10 | 201.3 | 442 | 23 | 1164.4 | 1029.6 | 1.07% | 1471.6 | 23503.3 | 545000 | 226400 | 187.3 | 43.2 | 230.5
E10000008 | Devon | 28 | 562.6 | 1235.2 | 45 | 2232.1 | 1973.6 | 0.8238% | 3208.8 | 17346 | 1188400 | 493700 | 524.1 | 258 | 782.1
E10000011 | East Sussex | <1km2 | 5 | 11 | 2 | 96.4 | 85.2 | 0.1226% | 96.2 | 9204.4 | 35600 | 14800 | 120.2 | 0 | 120.2
E10000012 | Essex | 30 | 584.8 | 1283.9 | 29 | 1460.9 | 1291.7 | 1.506% | 2575.6 | 29111 | 953900 | 396200 | 343.7 | 176.1 | 519.8
E10000013 | Gloucestershire | 14 | 280.9 | 616.7 | 35 | 1753.8 | 1550.7 | 1.433% | 2167.4 | 14543.9 | 802700 | 333400 | 220.1 | 8.2 | 228.4
E10000014 | Hampshire | 9 | 175.8 | 386 | 24 | 1220.1 | 1078.8 | 0.7123% | 1464.8 | 38449.1 | 542500 | 225400 | 486.9 | 0 | 486.9
E10000015 | Hertfordshire | 13 | 249.1 | 546.9 | 7 | 351.5 | 310.8 | 0.9129% | 857.7 | 24151.8 | 317700 | 132000 | 102.8 | 0.2 | 103.1
E10000016 | Kent | 4 | 79.9 | 175.4 | 10 | 497.2 | 439.6 | 0.361% | 615 | 30777.7 | 227800 | 94600 | 445.1 | 202.3 | 647.4
E10000017 | Lancashire | 34 | 672.8 | 1477.2 | 63 | 3162 | 2795.8 | 2.501% | 4273 | 27952.4 | 1582600 | 657400 | 149.8 | 557 | 706.8
E10000018 | Leicestershire | 53 | 1045 | 2294.3 | 102 | 5077.5 | 4489.5 | 5.365% | 6783.8 | 17698.4 | 2512500 | 1043700 | 225.7 | 118.7 | 344.4
E10000019 | Lincolnshire | 191 | 3776.2 | 8290.7 | 205 | 10262.8 | 9074.3 | 4.798% | 17365 | 15900.7 | 6431500 | 2671500 | 370.7 | 334.3 | 705
E10000020 | Norfolk | 40 | 786.2 | 1726.1 | 50 | 2485.8 | 2197.9 | 1.257% | 3924 | 17713.9 | 1453300 | 603700 | 524.1 | 131.1 | 655.1
E10000023 | North Yorkshire | 139 | 2751.1 | 6040.1 | 178 | 8911.9 | 7879.9 | 2.928% | 13920 | 19322 | 5155600 | 2141500 | 157.2 | 91.3 | 248.5
E10000024 | Nottinghamshire | 58 | 1138.3 | 2499.2 | 80 | 3972.6 | 3512.6 | 4.672% | 6011.8 | 18555.7 | 2226600 | 924900 | 364.3 | 110.1 | 474.4
E10000025 | Oxfordshire | 31 | 617.8 | 1356.4 | 52 | 2586 | 2286.5 | 2.329% | 3642.9 | 17021.7 | 1349200 | 560400 | 393.2 | 6.9 | 400.2
E10000027 | Somerset | 21 | 420.1 | 922.3 | 50 | 2487.3 | 2199.3 | 1.582% | 3121.6 | 13520.3 | 1156100 | 480200 | 444.6 | 9 | 453.6
E10000028 | Staffordshire | 18 | 348.9 | 766 | 32 | 1583.7 | 1400.3 | 1.422% | 2166.3 | 21655.4 | 802300 | 333300 | 140.6 | 23.9 | 164.5
E10000029 | Suffolk | 48 | 947.8 | 2080.9 | 54 | 2705.7 | 2392.4 | 1.952% | 4473.3 | 16462.2 | 1656800 | 688200 | 338.6 | 58.9 | 397.5
E10000030 | Surrey | 0 | 0 | 0 | <1km2 | 4.7 | 4.2 | 0.005988% | 4.2 | 24970.6 | 1600 | 600 | 75.4 | 0 | 75.4
E10000031 | Warwickshire | 24 | 474.5 | 1041.8 | 45 | 2244.8 | 1984.8 | 2.498% | 3026.6 | 17731.2 | 1121000 | 465600 | 161 | 0.1 | 161.1
E10000032 | West Sussex | 3 | 51.3 | 112.6 | 3 | 164.2 | 145.2 | 0.2612% | 257.8 | 15487.8 | 95500 | 39700 | 238.8 | 0.1 | 238.9
E10000034 | Worcestershire | 13 | 263.7 | 579 | 24 | 1225.9 | 1083.9 | 1.603% | 1662.9 | 13251.4 | 615900 | 255800 | 153.2 | 1.7 | 154.9
E11000001 | Greater Manchester | 0 | 0 | 0 | <1km2 | 8 | 7.1 | 0.01567% | 7.1 | 49881.5 | 2600 | 1100 | 144.6 | 3.6 | 148.2
E11000002 | Merseyside | <1km2 | 1.1 | 2.4 | <1km2 | 25 | 22.1 | 0.09277% | 24.5 | 25064.5 | 9100 | 3800 | 56.7 | 33.2 | 89.8
E11000003 | South Yorkshire | 7 | 136.6 | 299.9 | 14 | 697.6 | 616.8 | 1.018% | 916.7 | 28162.2 | 339500 | 141000 | 105.9 | 250.9 | 356.8
E11000005 | West Midlands | <1km2 | 2.2 | 4.8 | <1km2 | 34.2 | 30.2 | 0.07764% | 35 | 47267.8 | 13000 | 5400 | 99.3 | 0 | 99.3
E11000006 | West Yorkshire | 4 | 71.9 | 157.9 | 8 | 409.1 | 361.7 | 0.4583% | 519.6 | 45019.7 | 192400 | 79900 | 120.1 | 196.8 | 317
E11000007 | Tyne and Wear | <1km2 | 14.6 | 32.1 | 3 | 140.3 | 124.1 | 0.5186% | 156.2 | 20423.3 | 57900 | 24000 | 68.1 | 31.9 | 100

## County-all
Onshore renewable energy potential, by county/tier 2 local authorities: All identfied areas
Compares with data on existing total energy consumption, existing onshore wind and solar PV generation, and an estimation of homes that could be powered by new renewable installations
county_code | County | Onshore wind all: Land area (km2) | Onshore wind all: Capacity (MW) | Onshore wind all: Generation (GWh) | Solar PV all: Land area (km2) | Solar PV all: Capacity (MW) | Solar PV all: Generation (GWh) | Total area (%) | Total generation potential (GWh) | Total energy consumption (GWh) | Number of homes powered | Number of homes powered and electrically heated (assuming heatpumps) | Current generation: solar PV (GWh) | Current generation: onshore wind (GWh) | Current generation: solar PV + onshore wind (GWh)
E06000001 | Hartlepool | <1km2 | 0.1 | 0.2 | <1km2 | 3.3 | 2.9 | 0.1067% | 3.1 | 2335.1 | 1100 | 500 | 15.9 | 39 | 54.9
E06000002 | Middlesbrough | 0 | 0 | 0 | <1km2 | 3.6 | 3.2 | 0.1856% | 3.2 | 2520.6 | 1200 | 500 | 6.9 | 0.2 | 7.1
E06000003 | Redcar and Cleveland | 2 | 33.2 | 72.9 | 5 | 268.2 | 237.1 | 2.407% | 310 | 3530.1 | 114800 | 47700 | 13.3 | 5.5 | 18.7
E06000004 | Stockton-on-Tees | 3 | 54.3 | 119.2 | 10 | 510.5 | 451.4 | 5.221% | 570.6 | 4796 | 211300 | 87800 | 21.4 | 51.4 | 72.8
E06000005 | Darlington | 9 | 181.6 | 398.7 | 18 | 906.9 | 801.9 | 10.33% | 1200.6 | 2351.1 | 444700 | 184700 | 16.6 | 36.8 | 53.4
E06000006 | Halton | 0 | 0 | 0 | 0 | 0 | 0 | 0% | 0 | 3092.3 | 0 | 0 | 7.1 | 0 | 7.2
E06000007 | Warrington | 0 | 0 | 0 | 0 | 0 | 0 | 0% | 0 | 5744.3 | 0 | 0 | 18 | 1.1 | 19.1
E06000008 | Blackburn with Darwen | <1km2 | 1.7 | 3.7 | <1km2 | 29.9 | 26.4 | 0.4379% | 30.1 | 2538.2 | 11100 | 4600 | 8.5 | 0.4 | 8.9
E06000009 | Blackpool | 0 | 0 | 0 | 0 | 0 | 0 | 0% | 0 | 2242.2 | 0 | 0 | 4.2 | 0 | 4.2
E06000010 | Kingston upon Hull, City of | 0 | 0 | 0 | <1km2 | 10.2 | 9 | 0.2794% | 9 | 5027.1 | 3300 | 1400 | 26 | 0.1 | 26.1
E06000011 | East Riding of Yorkshire | 190 | 3757.2 | 8249 | 146 | 7314.9 | 6467.8 | 11.34% | 14716.8 | 9802.5 | 5450700 | 2264100 | 63.6 | 737.5 | 801.1
E06000012 | North East Lincolnshire | 3 | 63.3 | 139 | 6 | 323.2 | 285.8 | 3.79% | 424.8 | 4394 | 157300 | 65400 | 30.2 | 2.9 | 33.1
E06000013 | North Lincolnshire | 44 | 869.1 | 1908.1 | 24 | 1178.1 | 1041.7 | 6.792% | 2949.8 | 22139 | 1092500 | 453800 | 71.4 | 301.7 | 373.1
E06000014 | York | <1km2 | 1.9 | 4.2 | <1km2 | 12.4 | 11 | 0.1103% | 15.2 | 3605.2 | 5600 | 2300 | 12.7 | 0.1 | 12.8
E06000015 | Derby | <1km2 | 0.5 | 1.1 | <1km2 | 6.4 | 5.7 | 0.1282% | 6.8 | 4758.5 | 2500 | 1000 | 15 | 10.1 | 25.1
E06000016 | Leicester | 0 | 0 | 0 | <1km2 | 2.4 | 2.1 | 0% | 2.1 | 5909.4 | 800 | 300 | 19 | 0 | 19.1
E06000017 | Rutland | 16 | 320 | 702.6 | 25 | 1263.7 | 1117.4 | 7.111% | 1820 | 3030 | 674100 | 280000 | 21.9 | 0.2 | 22.1
E06000018 | Nottingham | 0 | 0 | 0 | 0 | 0 | 0 | 0% | 0 | 5130.8 | 0 | 0 | 23 | 0 | 23
E06000019 | Herefordshire, County of | 26 | 520.3 | 1142.3 | 24 | 1218.4 | 1077.3 | 1.899% | 2219.6 | 4686.4 | 822100 | 341500 | 53.4 | 0.5 | 54
E06000020 | Telford and Wrekin | 8 | 149 | 327.1 | 5 | 246 | 217.5 | 3.445% | 544.6 | 3727.1 | 201700 | 83800 | 39.1 | 0.1 | 39.2
E06000021 | Stoke-on-Trent | <1km2 | 1.2 | 2.6 | <1km2 | 10.3 | 9.1 | 0.321% | 11.7 | 4569.1 | 4300 | 1800 | 25.4 | 0 | 25.4
E06000022 | Bath and North East Somerset | <1km2 | 11 | 24.2 | <1km2 | 42.5 | 37.6 | 0.3133% | 61.8 | 3005.2 | 22900 | 9500 | 19.6 | 0.2 | 19.9
E06000023 | Bristol, City of | 0 | 0 | 0 | <1km2 | 2.2 | 1.9 | 0% | 1.9 | 6620.6 | 700 | 300 | 32 | 82.3 | 114.3
E06000024 | North Somerset | 0 | 0 | 0 | <1km2 | 20.7 | 18.3 | 0.1068% | 18.3 | 4674 | 6800 | 2800 | 75 | 0.1 | 75.1
E06000025 | South Gloucestershire | 2 | 36.8 | 80.8 | 6 | 307.1 | 271.5 | 1.288% | 352.3 | 6965.4 | 130500 | 54200 | 94.4 | 11.6 | 105.9
E06000026 | Plymouth | 0 | 0 | 0 | 0 | 0 | 0 | 0% | 0 | 3992.8 | 0 | 0 | 28.2 | 0 | 28.2
E06000027 | Torbay | 0 | 0 | 0 | 0 | 0 | 0 | 0% | 0 | 1933.6 | 0 | 0 | 8.2 | 0 | 8.2
E06000030 | Swindon | 4 | 79 | 173.4 | 6 | 298 | 263.5 | 2.912% | 436.9 | 4173.5 | 161800 | 67200 | 184.4 | 0 | 184.4
E06000031 | Peterborough | 3 | 63.5 | 139.4 | 3 | 171.8 | 151.9 | 1.66% | 291.3 | 4033.4 | 107900 | 44800 | 29.8 | 78 | 107.9
E06000032 | Luton | 0 | 0 | 0 | 0 | 0 | 0 | 0% | 0 | 2809.3 | 0 | 0 | 6.1 | 0 | 6.1
E06000033 | Southend-on-Sea | 0 | 0 | 0 | 0 | 0 | 0 | 0% | 0 | 2419.1 | 0 | 0 | 6 | 0 | 6
E06000034 | Thurrock | 0 | 0 | 0 | <1km2 | 21.1 | 18.7 | 0.2441% | 18.7 | 4186.5 | 6900 | 2900 | 28.6 | 20.2 | 48.7
E06000035 | Medway | <1km2 | 4 | 8.8 | 2 | 100.7 | 89 | 1.136% | 97.8 | 3750.5 | 36200 | 15000 | 27 | 0.1 | 27.1
E06000036 | Bracknell Forest | 0 | 0 | 0 | 0 | 0 | 0 | 0% | 0 | 1929 | 0 | 0 | 6.4 | 0 | 6.4
E06000037 | West Berkshire | <1km2 | 2 | 4.4 | <1km2 | 24.5 | 21.7 | 0.08521% | 26.1 | 4633.1 | 9700 | 4000 | 35.7 | 1 | 36.8
E06000038 | Reading | 0 | 0 | 0 | 0 | 0 | 0 | 0% | 0 | 2302.2 | 0 | 0 | 6.8 | 0 | 6.8
E06000039 | Slough | 0 | 0 | 0 | 0 | 0 | 0 | 0% | 0 | 3193.1 | 0 | 0 | 4 | 0 | 4
E06000040 | Windsor and Maidenhead | 0 | 0 | 0 | 0 | 0 | 0 | 0% | 0 | 3146.3 | 0 | 0 | 8.7 | 0 | 8.7
E06000041 | Wokingham | 0 | 0 | 0 | <1km2 | 16.2 | 14.3 | 0.1676% | 14.3 | 2976.7 | 5300 | 2200 | 30.9 | 0 | 30.9
E06000042 | Milton Keynes | 9 | 178.7 | 392.3 | 17 | 843.6 | 745.9 | 5.929% | 1138.2 | 5428 | 421600 | 175100 | 55.7 | 34.3 | 90
E06000043 | Brighton and Hove | 0 | 0 | 0 | <1km2 | 8.9 | 7.9 | 0.2414% | 7.9 | 3563.9 | 2900 | 1200 | 13 | 0 | 13
E06000044 | Portsmouth | 0 | 0 | 0 | 0 | 0 | 0 | 0% | 0 | 3242.5 | 0 | 0 | 11.6 | 0 | 11.6
E06000045 | Southampton | 0 | 0 | 0 | 0 | 0 | 0 | 0% | 0 | 3151.5 | 0 | 0 | 11.5 | 0 | 11.5
E06000046 | Isle of Wight | <1km2 | 15.2 | 33.4 | 2 | 113.9 | 100.7 | 0.6586% | 134.1 | 2375.2 | 49700 | 20600 | 88.6 | 0 | 88.6
E06000047 | County Durham | 28 | 548.5 | 1204.2 | 68 | 3388.6 | 2996.2 | 3.267% | 4200.4 | 10669.6 | 1555700 | 646200 | 53 | 278.7 | 331.7
E06000049 | Cheshire East | 13 | 265.5 | 582.9 | 29 | 1469 | 1298.9 | 2.726% | 1881.8 | 10564.3 | 697000 | 289500 | 49.6 | 0.7 | 50.4
E06000050 | Cheshire West and Chester | 9 | 174.7 | 383.6 | 16 | 797.2 | 704.9 | 1.978% | 1088.5 | 17674.2 | 403100 | 167500 | 39.9 | 92.2 | 132.1
E06000051 | Shropshire | 40 | 789.4 | 1733.1 | 63 | 3147.9 | 2783.4 | 2.468% | 4516.5 | 7160.2 | 1672800 | 694800 | 204.1 | 5.4 | 209.5
E06000052 | Cornwall | 36 | 703.1 | 1543.7 | 52 | 2579.3 | 2280.6 | 1.778% | 3824.3 | 11547.5 | 1416400 | 588400 | 577.9 | 311.6 | 889.5
E06000053 | Isles of Scilly | 0 | 0 | 0 | 0 | 0 | 0 | 0% | 0 | 26 | 0 | 0 | 0.2 | 0 | 0.2
E06000054 | Wiltshire | 31 | 620.5 | 1362.3 | 77 | 3849.9 | 3404.1 | 2.626% | 4766.4 | 11470.8 | 1765300 | 733300 | 526.6 | 0.2 | 526.8
E06000055 | Bedford | 26 | 524.9 | 1152.4 | 13 | 639.3 | 565.3 | 7.011% | 1717.7 | 3674.1 | 636200 | 264300 | 123.8 | 21.7 | 145.5
E06000056 | Central Bedfordshire | 10 | 193.9 | 425.7 | 9 | 467.4 | 413.3 | 2.138% | 839 | 6342 | 310700 | 129100 | 89.5 | 48.2 | 137.7
E06000057 | Northumberland | 126 | 2485.2 | 5456.3 | 172 | 8618.6 | 7620.5 | 3.911% | 13076.8 | 8035.8 | 4843300 | 2011800 | 31.8 | 675.9 | 707.7
E06000058 | Bournemouth, Christchurch and Poole | 0 | 0 | 0 | 0 | 0 | 0 | 0% | 0 | 5788.9 | 0 | 0 | 120 | 0 | 120
E06000059 | Dorset | 20 | 391 | 858.5 | 35 | 1744.4 | 1542.4 | 1.578% | 2400.9 | 7532.1 | 889200 | 369400 | 287.4 | 1.8 | 289.2
E06000060 | Buckinghamshire | 42 | 824.5 | 1810.2 | 79 | 3933.5 | 3478 | 5.374% | 5288.2 | 11758 | 1958600 | 813600 | 136.2 | 3.1 | 139.4
E06000061 | North Northamptonshire | 38 | 762.2 | 1673.4 | 72 | 3605.4 | 3187.9 | 8.22% | 4861.3 | 8229.2 | 1800500 | 747900 | 130.9 | 174.4 | 305.3
E06000062 | West Northamptonshire | 40 | 799.6 | 1755.5 | 89 | 4427.8 | 3915 | 6.897% | 5670.5 | 10357.2 | 2100200 | 872400 | 138.3 | 183.6 | 321.9
E09000001 | City of London | 0 | 0 | 0 | 0 | 0 | 0 | 0% | 0 | 2551.1 | 0 | 0 | 0.6 | 0 | 0.6
E09000002 | Barking and Dagenham | 0 | 0 | 0 | <1km2 | 8.2 | 7.3 | 0.554% | 7.3 | 2304.4 | 2700 | 1100 | 6.7 | 0 | 6.7
E09000003 | Barnet | 0 | 0 | 0 | 0 | 0 | 0 | 0% | 0 | 5295.2 | 0 | 0 | 7 | 0 | 7
E09000004 | Bexley | 0 | 0 | 0 | 0 | 0 | 0 | 0% | 0 | 3558.8 | 0 | 0 | 8.2 | 0 | 8.2
E09000005 | Brent | 0 | 0 | 0 | 0 | 0 | 0 | 0% | 0 | 4431.3 | 0 | 0 | 5.9 | 0 | 5.9
E09000006 | Bromley | 0 | 0 | 0 | 0 | 0 | 0 | 0% | 0 | 4540.7 | 0 | 0 | 8 | 0 | 8
E09000007 | Camden | 0 | 0 | 0 | 0 | 0 | 0 | 0% | 0 | 4485.3 | 0 | 0 | 4 | 0 | 4
E09000008 | Croydon | 0 | 0 | 0 | 0 | 0 | 0 | 0% | 0 | 4986.8 | 0 | 0 | 10.7 | 0 | 10.7
E09000009 | Ealing | 0 | 0 | 0 | 0 | 0 | 0 | 0% | 0 | 5002.2 | 0 | 0 | 9.4 | 0 | 9.4
E09000010 | Enfield | 0 | 0 | 0 | 0 | 0 | 0 | 0% | 0 | 4724.7 | 0 | 0 | 7.7 | 0 | 7.7
E09000011 | Greenwich | 0 | 0 | 0 | 0 | 0 | 0 | 0% | 0 | 3577.3 | 0 | 0 | 7.8 | 0 | 7.8
E09000012 | Hackney | 0 | 0 | 0 | 0 | 0 | 0 | 0% | 0 | 2718.1 | 0 | 0 | 5.2 | 0 | 5.2
E09000013 | Hammersmith and Fulham | 0 | 0 | 0 | 0 | 0 | 0 | 0% | 0 | 2831.6 | 0 | 0 | 1.7 | 0 | 1.7
E09000014 | Haringey | 0 | 0 | 0 | 0 | 0 | 0 | 0% | 0 | 2968.4 | 0 | 0 | 4.1 | 0 | 4.1
E09000015 | Harrow | 0 | 0 | 0 | 0 | 0 | 0 | 0% | 0 | 2809.4 | 0 | 0 | 4.9 | 0 | 4.9
E09000016 | Havering | 0 | 0 | 0 | <1km2 | 18.4 | 16.3 | 0.3561% | 16.3 | 4046.7 | 6000 | 2500 | 11.1 | 7.2 | 18.4
E09000017 | Hillingdon | 0 | 0 | 0 | 0 | 0 | 0 | 0% | 0 | 5802.2 | 0 | 0 | 7.4 | 0 | 7.5
E09000018 | Hounslow | 0 | 0 | 0 | 0 | 0 | 0 | 0% | 0 | 4197.6 | 0 | 0 | 9.4 | 0.2 | 9.6
E09000019 | Islington | 0 | 0 | 0 | 0 | 0 | 0 | 0% | 0 | 2901 | 0 | 0 | 4 | 0 | 4
E09000020 | Kensington and Chelsea | 0 | 0 | 0 | 0 | 0 | 0 | 0% | 0 | 3393.8 | 0 | 0 | 1.1 | 0 | 1.1
E09000021 | Kingston upon Thames | 0 | 0 | 0 | 0 | 0 | 0 | 0% | 0 | 2503 | 0 | 0 | 3.9 | 0 | 3.9
E09000022 | Lambeth | 0 | 0 | 0 | 0 | 0 | 0 | 0% | 0 | 4027.5 | 0 | 0 | 4.5 | 0 | 4.5
E09000023 | Lewisham | 0 | 0 | 0 | 0 | 0 | 0 | 0% | 0 | 3113.4 | 0 | 0 | 5.5 | 0 | 5.5
E09000024 | Merton | 0 | 0 | 0 | 0 | 0 | 0 | 0% | 0 | 2719.2 | 0 | 0 | 6 | 0 | 6
E09000025 | Newham | 0 | 0 | 0 | 0 | 0 | 0 | 0% | 0 | 4356.7 | 0 | 0 | 5.2 | 3.4 | 8.5
E09000026 | Redbridge | 0 | 0 | 0 | 0 | 0 | 0 | 0% | 0 | 3378.8 | 0 | 0 | 4.7 | 0 | 4.7
E09000027 | Richmond upon Thames | 0 | 0 | 0 | 0 | 0 | 0 | 0% | 0 | 2793.4 | 0 | 0 | 4.4 | 0 | 4.4
E09000028 | Southwark | 0 | 0 | 0 | 0 | 0 | 0 | 0% | 0 | 4060.2 | 0 | 0 | 6.5 | 0 | 6.5
E09000029 | Sutton | 0 | 0 | 0 | <1km2 | 2.5 | 2.2 | 0% | 2.2 | 2621 | 800 | 300 | 6 | 0 | 6
E09000030 | Tower Hamlets | 0 | 0 | 0 | 0 | 0 | 0 | 0% | 0 | 4981.3 | 0 | 0 | 4.8 | 0 | 4.8
E09000031 | Waltham Forest | 0 | 0 | 0 | 0 | 0 | 0 | 0% | 0 | 2855.1 | 0 | 0 | 7.5 | 0 | 7.5
E09000032 | Wandsworth | 0 | 0 | 0 | 0 | 0 | 0 | 0% | 0 | 3875.7 | 0 | 0 | 4.5 | 0 | 4.5
E09000033 | Westminster | 0 | 0 | 0 | 0 | 0 | 0 | 0% | 0 | 7484.5 | 0 | 0 | 3 | 0 | 3
E10000003 | Cambridgeshire | 117 | 2309.6 | 5070.8 | 58 | 2889.8 | 2555.2 | 4.744% | 7626 | 16610.1 | 2824400 | 1173200 | 566.1 | 454.2 | 1020.3
E10000006 | Cumbria | 120 | 2373.7 | 5211.5 | 188 | 9383.7 | 8297 | 3.119% | 13508.5 | 16954.3 | 5003100 | 2078200 | 107.1 | 447 | 554
E10000007 | Derbyshire | 13 | 256.5 | 563.2 | 28 | 1408 | 1244.9 | 1.302% | 1808.1 | 23503.3 | 669700 | 278200 | 187.3 | 43.2 | 230.5
E10000008 | Devon | 39 | 767.2 | 1684.4 | 60 | 2999.4 | 2652.1 | 1.106% | 4336.5 | 17346 | 1606100 | 667200 | 524.1 | 258 | 782.1
E10000011 | East Sussex | <1km2 | 10.3 | 22.6 | 3 | 165.4 | 146.2 | 0.1985% | 168.8 | 9204.4 | 62500 | 26000 | 120.2 | 0 | 120.2
E10000012 | Essex | 57 | 1121.8 | 2462.9 | 51 | 2530.1 | 2237.1 | 2.77% | 4700 | 29111 | 1740700 | 723100 | 343.7 | 176.1 | 519.8
E10000013 | Gloucestershire | 16 | 323.1 | 709.4 | 41 | 2062.7 | 1823.8 | 1.681% | 2533.2 | 14543.9 | 938200 | 389700 | 220.1 | 8.2 | 228.4
E10000014 | Hampshire | 12 | 240.7 | 528.5 | 30 | 1482.6 | 1310.9 | 0.8727% | 1839.4 | 38449.1 | 681300 | 283000 | 486.9 | 0 | 486.9
E10000015 | Hertfordshire | 19 | 368.2 | 808.4 | 11 | 556.7 | 492.2 | 1.406% | 1300.6 | 24151.8 | 481700 | 200100 | 102.8 | 0.2 | 103.1
E10000016 | Kent | 7 | 144.1 | 316.4 | 15 | 770.7 | 681.5 | 0.5528% | 997.9 | 30777.7 | 369600 | 153500 | 445.1 | 202.3 | 647.4
E10000017 | Lancashire | 37 | 729 | 1600.5 | 68 | 3382.1 | 2990.4 | 2.698% | 4590.9 | 27952.4 | 1700300 | 706300 | 149.8 | 557 | 706.8
E10000018 | Leicestershire | 73 | 1452.5 | 3189 | 132 | 6586 | 5823.3 | 7.074% | 9012.3 | 17698.4 | 3337900 | 1386500 | 225.7 | 118.7 | 344.4
E10000019 | Lincolnshire | 266 | 5259.7 | 11547.8 | 274 | 13687.3 | 12102.3 | 6.599% | 23650.1 | 15900.7 | 8759300 | 3638500 | 370.7 | 334.3 | 705
E10000020 | Norfolk | 101 | 1997.8 | 4386.2 | 120 | 5989.3 | 5295.7 | 3.016% | 9681.9 | 17713.9 | 3585900 | 1489500 | 524.1 | 131.1 | 655.1
E10000023 | North Yorkshire | 226 | 4473 | 9820.6 | 295 | 14767 | 13056.9 | 4.693% | 22877.5 | 19322 | 8473100 | 3519600 | 157.2 | 91.3 | 248.5
E10000024 | Nottinghamshire | 63 | 1253.5 | 2752.1 | 93 | 4642.8 | 4105.1 | 5.31% | 6857.2 | 18555.7 | 2539700 | 1055000 | 364.3 | 110.1 | 474.4
E10000025 | Oxfordshire | 38 | 755.6 | 1658.9 | 61 | 3054.1 | 2700.4 | 2.774% | 4359.3 | 17021.7 | 1614600 | 670700 | 393.2 | 6.9 | 400.2
E10000027 | Somerset | 25 | 499.2 | 1096 | 58 | 2923.5 | 2584.9 | 1.857% | 3680.9 | 13520.3 | 1363300 | 566300 | 444.6 | 9 | 453.6
E10000028 | Staffordshire | 27 | 539.6 | 1184.7 | 51 | 2552.3 | 2256.7 | 2.234% | 3441.4 | 21655.4 | 1274600 | 529400 | 140.6 | 23.9 | 164.5
E10000029 | Suffolk | 96 | 1893.2 | 4156.6 | 107 | 5353.6 | 4733.6 | 3.846% | 8890.2 | 16462.2 | 3292700 | 1367700 | 338.6 | 58.9 | 397.5
E10000030 | Surrey | 0 | 0 | 0 | <1km2 | 4.7 | 4.2 | 0.005988% | 4.2 | 24970.6 | 1600 | 600 | 75.4 | 0 | 75.4
E10000031 | Warwickshire | 37 | 725 | 1591.8 | 66 | 3314.3 | 2930.5 | 3.676% | 4522.3 | 17731.2 | 1674900 | 695700 | 161 | 0.1 | 161.1
E10000032 | West Sussex | 3 | 51.3 | 112.6 | 4 | 180.5 | 159.6 | 0.2762% | 272.2 | 15487.8 | 100800 | 41900 | 238.8 | 0.1 | 238.9
E10000034 | Worcestershire | 16 | 315.1 | 691.8 | 30 | 1502.8 | 1328.8 | 1.976% | 2020.6 | 13251.4 | 748400 | 310900 | 153.2 | 1.7 | 154.9
E11000001 | Greater Manchester | 0 | 0 | 0 | <1km2 | 8 | 7.1 | 0.01567% | 7.1 | 49881.5 | 2600 | 1100 | 144.6 | 3.6 | 148.2
E11000002 | Merseyside | <1km2 | 1.1 | 2.4 | <1km2 | 25 | 22.1 | 0.09277% | 24.5 | 25064.5 | 9100 | 3800 | 56.7 | 33.2 | 89.8
E11000003 | South Yorkshire | 7 | 140.2 | 307.8 | 14 | 709.9 | 627.7 | 1.038% | 935.5 | 28162.2 | 346500 | 143900 | 105.9 | 250.9 | 356.8
E11000005 | West Midlands | <1km2 | 2.2 | 4.8 | <1km2 | 34.2 | 30.2 | 0.07764% | 35 | 47267.8 | 13000 | 5400 | 99.3 | 0 | 99.3
E11000006 | West Yorkshire | 4 | 71.9 | 157.9 | 8 | 418.1 | 369.7 | 0.4682% | 527.6 | 45019.7 | 195400 | 81200 | 120.1 | 196.8 | 317
E11000007 | Tyne and Wear | <1km2 | 14.6 | 32.1 | 3 | 140.3 | 124.1 | 0.5186% | 156.2 | 20423.3 | 57900 | 24000 | 68.1 | 31.9 | 100